## Units
Notes
UNITS
Daily sheet: Gas_MW_avg = ERCOT's daily gas generation (eia930_fuel_mix_daily.xlsx sheet ERCOT, 'Natural_Gas_MWh', EIA-930 balancing authority data); Gas_MW_avg = MWh / 24; Gas_GWh = MW x 24 / 1000.
Heat_rate_MMBtu_per_MWh = MMBtu of gas burned per MWh ERCOT reports as gas, monthly (see Monthly sheet; same value on every day of the month).
Gas_burn_MMBtu_d = Gas_GWh x 1000 x heat rate. Gas_burn_MMcf_d = MMBtu / (MMBtu per Mcf) / 1000. Gas_burn_Bcf_per_day = MMcf_d / 1000.
1 Mcf = about 1.036 MMBtu on average; the script uses EIA-923's own monthly MMBtu per Mcf for the ERCOT gas plants (Monthly sheet, MMBtu_per_Mcf_used).
Gas_burn_Bcf_per_day_7d_avg = trailing 7-day mean. Flat_7.5_Bcf_per_day = the earlier quick estimate (7.5 MMBtu/MWh, 1.036 MMBtu/Mcf), for comparison only.
METHOD
ERCOT does not publish gas burn. Burn = ERCOT gas MWh x heat rate. The heat rate is calibrated on EIA-923 Page 1 (Generation and Fuel Data): all natural-gas (fuel NG) rows
whose balancing authority code is ERCO, every prime mover (combined cycle, gas turbine, steam, engine). Fuel for electricity (Elec_MMBtu, which excludes a CHP plant's
useful heat) over ERCOT fuel-mix MWh = effective heat rate (used). Over EIA net generation = physical heat rate (the plants' efficiency; shown for comparison).
The current year's EIA-923 monthly file covers only the plants that report monthly (about half of ERCOT's gas plants; the rest arrive with the annual file), so its burn is
a partial sample. For those months the sample's net-MWh heat rate (representative, within about 0.2 of last year's) is converted to ERCOT's MWh basis with the same month's
ERCOT/EIA factor a year earlier (Heat_rate_basis says 'partial plant sample'); they are recalibrated on the full census when EIA publishes the annual file.
Months EIA-923 has not published (about 2 months lag) carry the heat rate and heat content of the same month a year earlier (Heat_rate_basis says 'estimated').
Seasonality (summer peakers lift the rate) is therefore kept, a changed fleet mix is not.
ERCOT 'NATURAL GAS' CATEGORY
Gas-fired generation in the ERCOT balancing authority (most of Texas; EIA-930 'NG' fuel type, which includes gas-fired combined cycle, turbines and steam units).
EIA-923's ERCO balancing authority is the same footprint; the ratio of EIA-930 MWh to EIA-923 net MWh is shown monthly (ERCOT_vs_EIA923_GWh_ratio).
Texas as a whole (EIA state gas-for-power) is larger than ERCOT: El Paso, the Panhandle and east Texas sit in other balancing authorities (SPP, MISO, WECC).
COVERAGE
Daily: 2021-01-01 to 2026-10-01 (EIA-930). EIA-923 calibrated months: through Aug 2026.
SOURCE
EIA-930 Hourly Electric Grid Monitor (ERCOT); EIA-923 Monthly Generation and Fuel Consumption Time Series
File (https://www.eia.gov/electricity/data/eia923/), Page 1 Generation and Fuel Data. Estimate, not a measured gas burn.
EIA-923 FILES (incremental: a year is re-downloaded only when its Last-Modified changes)
EIA923 file 2021 ¦ https://www.eia.gov/electricity/data/eia923/archive/xls/f923_2021.zip ¦ Last-Modified: Wed, 08 Mar 2023 14:45:48 GMT
EIA923 file 2022 ¦ https://www.eia.gov/electricity/data/eia923/archive/xls/f923_2022.zip ¦ Last-Modified: Thu, 03 Oct 2024 13:27:48 GMT
EIA923 file 2023 ¦ https://www.eia.gov/electricity/data/eia923/archive/xls/f923_2023.zip ¦ Last-Modified: Tue, 19 Aug 2025 13:42:05 GMT
EIA923 file 2024 ¦ https://www.eia.gov/electricity/data/eia923/archive/xls/f923_2024.zip ¦ Last-Modified: Mon, 12 Jan 2026 20:59:57 GMT
EIA923 file 2025 ¦ https://www.eia.gov/electricity/data/eia923/xls/f923_2025.zip ¦ Last-Modified: Fri, 11 Sep 2026 13:28:33 GMT
EIA923 file 2026 ¦ https://www.eia.gov/electricity/data/eia923/xls/f923_2026.zip ¦ Last-Modified: Thu, 22 Oct 2026 13:06:37 GMT

## Chart
Date | Bcf/d | Prior year
2021-01-01 | 3.0747
2021-02-01 | 3.7453
2021-03-01 | 2.2807
2021-04-01 | 2.8738
2021-05-01 | 3.1828
2021-06-01 | 4.903
2021-07-01 | 5.4363
2021-08-01 | 5.5253
2021-09-01 | 4.7705
2021-10-01 | 3.8142
2021-11-01 | 2.8431
2021-12-01 | 2.845
2022-01-01 | 3.4725 | 3.0747
2022-02-01 | 3.452 | 3.7453
2022-03-01 | 2.3956 | 2.2807
2022-04-01 | 2.692 | 2.8738
2022-05-01 | 4.152 | 3.1828
2022-06-01 | 5.2185 | 4.903
2022-07-01 | 6.1146 | 5.4363
2022-08-01 | 6.0742 | 5.5253
2022-09-01 | 5.1428 | 4.7705
2022-10-01 | 3.7604 | 3.8142
2022-11-01 | 3.3531 | 2.8431
2022-12-01 | 3.7538 | 2.845
2023-01-01 | 3.3236 | 3.4725
2023-02-01 | 3.4833 | 3.452
2023-03-01 | 3.2522 | 2.3956
2023-04-01 | 3.2069 | 2.692
2023-05-01 | 4.7823 | 4.152
2023-06-01 | 5.9988 | 5.2185
2023-07-01 | 6.4697 | 6.1146
2023-08-01 | 7.4388 | 6.0742
2023-09-01 | 6.2671 | 5.1428
2023-10-01 | 4.3031 | 3.7604
2023-11-01 | 3.811 | 3.3531
2023-12-01 | 3.6189 | 3.7538
2024-01-01 | 4.8233 | 3.3236
2024-02-01 | 3.267 | 3.4833
2024-03-01 | 3.5702 | 3.2522
2024-04-01 | 3.5625 | 3.2069
2024-05-01 | 4.994 | 4.7823
2024-06-01 | 5.8111 | 5.9988
2024-07-01 | 5.9016 | 6.4697
2024-08-01 | 6.9632 | 7.4388
2024-09-01 | 5.6836 | 6.2671
2024-10-01 | 4.7017 | 4.3031
2024-11-01 | 3.9448 | 3.811
2024-12-01 | 3.9578 | 3.6189
2025-01-01 | 4.7752 | 4.8233
2025-02-01 | 4.2066 | 3.267
2025-03-01 | 2.8589 | 3.5702
2025-04-01 | 3.4203 | 3.5625
2025-05-01 | 4.7295 | 4.994
2025-06-01 | 5.1964 | 5.8111
2025-07-01 | 5.8744 | 5.9016
2025-08-01 | 6.6397 | 6.9632
2025-09-01 | 5.7859 | 5.6836
2025-10-01 | 4.8676 | 4.7017
2025-11-01 | 3.8278 | 3.9448
2025-12-01 | 4.1271 | 3.9578
2026-01-01 | 4.3526 | 4.7752
2026-02-01 | 2.963 | 4.2066
2026-03-01 | 3.0017 | 2.8589
2026-04-01 | 3.7942 | 3.4203
2026-05-01 | 4.5168 | 4.7295
2026-06-01 | 5.203 | 5.1964
2026-07-01 | 5.7904 | 5.8744
2026-08-01 | 6.2262 | 6.6397
2026-09-01 | 6.6178 | 5.7859

## Chart - Daily
Date | ERCOT gas burn, 7-day average | Axis label
2025-01-01 | 3.2817 | Jan/25
2025-01-02 | 3.2145
2025-01-03 | 3.3342
2025-01-04 | 3.2374
2025-01-05 | 3.0663
2025-01-06 | 3.5942
2025-01-07 | 4.0842
2025-01-08 | 4.5627
2025-01-09 | 5.1151
2025-01-10 | 5.3325
2025-01-11 | 5.5443
2025-01-12 | 5.6466
2025-01-13 | 5.4619
2025-01-14 | 5.33
2025-01-15 | 5.1151
2025-01-16 | 4.6603
2025-01-17 | 4.1831
2025-01-18 | 4.0451
2025-01-19 | 4.3378
2025-01-20 | 4.7005
2025-01-21 | 4.9242
2025-01-22 | 4.9807
2025-01-23 | 5.139
2025-01-24 | 5.3923
2025-01-25 | 5.4699
2025-01-26 | 5.3693
2025-01-27 | 5.207
2025-01-28 | 5.1552
2025-01-29 | 5.0979
2025-01-30 | 4.694
2025-01-31 | 4.5561
2025-02-01 | 4.5272
2025-02-02 | 4.117
2025-02-03 | 3.5988
2025-02-04 | 3.1189
2025-02-05 | 2.7704
2025-02-06 | 2.8003
2025-02-07 | 2.9103
2025-02-08 | 2.7797
2025-02-09 | 3.1254
2025-02-10 | 3.6304
2025-02-11 | 3.9244
2025-02-12 | 4.2685
2025-02-13 | 4.6521
2025-02-14 | 4.7225
2025-02-15 | 4.7827
2025-02-16 | 4.6699
2025-02-17 | 4.2532
2025-02-18 | 3.9821
2025-02-19 | 4.2228
2025-02-20 | 4.5446
2025-02-21 | 5.1399
2025-02-22 | 5.7828
2025-02-23 | 6.0688
2025-02-24 | 6.2456
2025-02-25 | 6.2346
2025-02-26 | 5.4677
2025-02-27 | 4.7364
2025-02-28 | 4.0536
2025-03-01 | 3.6192 | Mar/25
2025-03-02 | 3.1254
2025-03-03 | 2.9018
2025-03-04 | 2.7201
2025-03-05 | 2.959
2025-03-06 | 2.8018
2025-03-07 | 2.725
2025-03-08 | 2.5829
2025-03-09 | 2.8121
2025-03-10 | 2.991
2025-03-11 | 2.9308
2025-03-12 | 2.6974
2025-03-13 | 2.8825
2025-03-14 | 2.7309
2025-03-15 | 2.6611
2025-03-16 | 2.6537
2025-03-17 | 2.3658
2025-03-18 | 2.3559
2025-03-19 | 2.3747
2025-03-20 | 2.359
2025-03-21 | 2.3557
2025-03-22 | 2.2914
2025-03-23 | 2.1626
2025-03-24 | 2.504
2025-03-25 | 2.8174
2025-03-26 | 2.9863
2025-03-27 | 2.9872
2025-03-28 | 3.2662
2025-03-29 | 3.3519
2025-03-30 | 3.5489
2025-03-31 | 3.5933
2025-04-01 | 3.4277
2025-04-02 | 3.59
2025-04-03 | 3.7044
2025-04-04 | 3.714
2025-04-05 | 3.6629
2025-04-06 | 3.4898
2025-04-07 | 3.4547
2025-04-08 | 3.4946
2025-04-09 | 3.1553
2025-04-10 | 3.0795
2025-04-11 | 2.9773
2025-04-12 | 2.8897
2025-04-13 | 2.7693
2025-04-14 | 2.5163
2025-04-15 | 2.5609
2025-04-16 | 2.6347
2025-04-17 | 2.4796
2025-04-18 | 2.47
2025-04-19 | 2.7463
2025-04-20 | 3.0731
2025-04-21 | 3.3029
2025-04-22 | 3.3552
2025-04-23 | 3.6027
2025-04-24 | 3.9038
2025-04-25 | 4.0877
2025-04-26 | 4.1854
2025-04-27 | 4.102
2025-04-28 | 4.0367
2025-04-29 | 4.1529
2025-04-30 | 4.2831
2025-05-01 | 4.3862 | May/25
2025-05-02 | 4.2859
2025-05-03 | 4.2181
2025-05-04 | 4.0634
2025-05-05 | 3.9041
2025-05-06 | 3.8549
2025-05-07 | 3.8542
2025-05-08 | 3.8695
2025-05-09 | 3.9108
2025-05-10 | 3.9008
2025-05-11 | 4.1525
2025-05-12 | 4.4068
2025-05-13 | 4.3578
2025-05-14 | 4.326
2025-05-15 | 4.3859
2025-05-16 | 4.6432
2025-05-17 | 4.8542
2025-05-18 | 4.7995
2025-05-19 | 4.8085
2025-05-20 | 5.0843
2025-05-21 | 5.0635
2025-05-22 | 4.9797
2025-05-23 | 4.83
2025-05-24 | 4.6907
2025-05-25 | 4.8098
2025-05-26 | 4.9264
2025-05-27 | 4.953
2025-05-28 | 5.0904
2025-05-29 | 5.1736
2025-05-30 | 5.3792
2025-05-31 | 5.6664
2025-06-01 | 5.7875
2025-06-02 | 5.7272
2025-06-03 | 5.551
2025-06-04 | 5.5553
2025-06-05 | 5.5244
2025-06-06 | 5.4027
2025-06-07 | 5.3073
2025-06-08 | 5.2995
2025-06-09 | 5.4146
2025-06-10 | 5.6752
2025-06-11 | 5.7638
2025-06-12 | 5.8205
2025-06-13 | 5.7086
2025-06-14 | 5.6433
2025-06-15 | 5.5451
2025-06-16 | 5.544
2025-06-17 | 5.1946
2025-06-18 | 5.0138
2025-06-19 | 4.9856
2025-06-20 | 4.951
2025-06-21 | 4.7843
2025-06-22 | 4.6356
2025-06-23 | 4.4569
2025-06-24 | 4.597
2025-06-25 | 4.6049
2025-06-26 | 4.5909
2025-06-27 | 4.7537
2025-06-28 | 4.9209
2025-06-29 | 5.1185
2025-06-30 | 5.3744
2025-07-01 | 5.6762 | Jul/25
2025-07-02 | 5.9473
2025-07-03 | 6.0359
2025-07-04 | 6.0237
2025-07-05 | 6.0989
2025-07-06 | 6.2286
2025-07-07 | 6.2812
2025-07-08 | 6.2317
2025-07-09 | 6.1403
2025-07-10 | 5.9452
2025-07-11 | 5.8121
2025-07-12 | 5.8985
2025-07-13 | 5.9936
2025-07-14 | 5.9664
2025-07-15 | 5.7926
2025-07-16 | 5.6038
2025-07-17 | 5.71
2025-07-18 | 5.8047
2025-07-19 | 5.5182
2025-07-20 | 5.153
2025-07-21 | 4.886
2025-07-22 | 4.7708
2025-07-23 | 4.805
2025-07-24 | 4.8743
2025-07-25 | 5.1616
2025-07-26 | 5.4515
2025-07-27 | 5.6086
2025-07-28 | 5.8249
2025-07-29 | 6.1214
2025-07-30 | 6.3835
2025-07-31 | 6.5997
2025-08-01 | 6.6653
2025-08-02 | 6.7904
2025-08-03 | 6.9069
2025-08-04 | 6.9348
2025-08-05 | 6.7963
2025-08-06 | 6.5635
2025-08-07 | 6.3285
2025-08-08 | 6.0046
2025-08-09 | 5.7327
2025-08-10 | 5.6791
2025-08-11 | 5.7897
2025-08-12 | 6.0077
2025-08-13 | 6.2869
2025-08-14 | 6.3677
2025-08-15 | 6.412
2025-08-16 | 6.5304
2025-08-17 | 6.61
2025-08-18 | 6.5962
2025-08-19 | 6.7011
2025-08-20 | 6.7155
2025-08-21 | 6.9162
2025-08-22 | 7.1452
2025-08-23 | 7.2607
2025-08-24 | 7.3913
2025-08-25 | 7.3806
2025-08-26 | 7.2025
2025-08-27 | 7.0876
2025-08-28 | 6.8573
2025-08-29 | 6.81
2025-08-30 | 6.7952
2025-08-31 | 6.7346
2025-09-01 | 6.7621 | Sep/25
2025-09-02 | 6.7967
2025-09-03 | 6.8555
2025-09-04 | 6.8369
2025-09-05 | 6.6999
2025-09-06 | 6.6557
2025-09-07 | 6.5375
2025-09-08 | 6.2306
2025-09-09 | 5.8241
2025-09-10 | 5.4162
2025-09-11 | 5.2564
2025-09-12 | 5.0959
2025-09-13 | 4.8413
2025-09-14 | 4.7421
2025-09-15 | 4.9203
2025-09-16 | 5.1907
2025-09-17 | 5.4712
2025-09-18 | 5.6908
2025-09-19 | 5.894
2025-09-20 | 6.0197
2025-09-21 | 6.0365
2025-09-22 | 6.005
2025-09-23 | 5.9717
2025-09-24 | 5.9702
2025-09-25 | 5.9561
2025-09-26 | 5.8588
2025-09-27 | 5.773
2025-09-28 | 5.7424
2025-09-29 | 5.7441
2025-09-30 | 5.8038
2025-10-01 | 5.7296
2025-10-02 | 5.6084
2025-10-03 | 5.562
2025-10-04 | 5.4063
2025-10-05 | 5.2296
2025-10-06 | 5.189
2025-10-07 | 5.2229
2025-10-08 | 5.3899
2025-10-09 | 5.4829
2025-10-10 | 5.5111
2025-10-11 | 5.57
2025-10-12 | 5.5526
2025-10-13 | 5.5294
2025-10-14 | 5.3471
2025-10-15 | 5.1139
2025-10-16 | 4.8374
2025-10-17 | 4.7345
2025-10-18 | 4.8347
2025-10-19 | 4.8644
2025-10-20 | 4.6005
2025-10-21 | 4.5636
2025-10-22 | 4.4363
2025-10-23 | 4.4831
2025-10-24 | 4.474
2025-10-25 | 4.5849
2025-10-26 | 4.8275
2025-10-27 | 5.0548
2025-10-28 | 4.8963
2025-10-29 | 4.6176
2025-10-30 | 4.5981
2025-10-31 | 4.4457
2025-11-01 | 4.0903 | Nov/25
2025-11-02 | 3.756
2025-11-03 | 3.3849
2025-11-04 | 3.1546
2025-11-05 | 3.2927
2025-11-06 | 3.1631
2025-11-07 | 3.2077
2025-11-08 | 3.3144
2025-11-09 | 3.3429
2025-11-10 | 3.3609
2025-11-11 | 3.5761
2025-11-12 | 3.4114
2025-11-13 | 3.37
2025-11-14 | 3.2298
2025-11-15 | 3.1055
2025-11-16 | 3.0869
2025-11-17 | 3.4311
2025-11-18 | 3.5388
2025-11-19 | 4.0664
2025-11-20 | 4.5079
2025-11-21 | 4.7851
2025-11-22 | 5.0602
2025-11-23 | 5.3295
2025-11-24 | 5.1644
2025-11-25 | 5.2503
2025-11-26 | 5.1111
2025-11-27 | 4.7573
2025-11-28 | 4.597
2025-11-29 | 4.1523
2025-11-30 | 3.7103
2025-12-01 | 3.837
2025-12-02 | 4.1648
2025-12-03 | 4.1539
2025-12-04 | 4.2567
2025-12-07 | 4.3115
2025-12-08 | 4.5672
2025-12-09 | 4.921
2025-12-10 | 4.6989
2025-12-11 | 4.1846
2025-12-12 | 4.0977
2025-12-13 | 4.1972
2025-12-14 | 4.2758
2025-12-15 | 4.5903
2025-12-16 | 4.5712
2025-12-17 | 4.8155
2025-12-18 | 4.7348
2025-12-19 | 4.5718
2025-12-20 | 4.1466
2025-12-21 | 3.8025
2025-12-22 | 3.5846
2025-12-23 | 3.3771
2025-12-24 | 3.0555
2025-12-25 | 3.0307
2025-12-26 | 3.0266
2025-12-27 | 3.2519
2025-12-28 | 3.2761
2025-12-29 | 3.0565
2025-12-30 | 3.4169
2025-12-31 | 3.8322
2026-01-01 | 3.8397 | Jan/26
2026-01-02 | 3.7119
2026-01-03 | 3.6123
2026-01-04 | 3.633
2026-01-05 | 3.5951
2026-01-06 | 3.3723
2026-01-07 | 3.0737
2026-01-08 | 3.0012
2026-01-09 | 3.2396
2026-01-10 | 3.2019
2026-01-11 | 3.5282
2026-01-12 | 3.9599
2026-01-13 | 4.109
2026-01-14 | 4.0216
2026-01-15 | 4.1528
2026-01-16 | 3.9865
2026-01-17 | 4.0924
2026-01-18 | 3.998
2026-01-19 | 3.7541
2026-01-20 | 3.7857
2026-01-21 | 3.9559
2026-01-22 | 4.1551
2026-01-23 | 4.3519
2026-01-24 | 4.7585
2026-01-25 | 5.2764
2026-01-26 | 5.7706
2026-01-27 | 5.8931
2026-01-28 | 6.0927
2026-01-29 | 5.9492
2026-01-30 | 6.1505
2026-01-31 | 6.0013
2026-02-01 | 5.5767
2026-02-02 | 4.9142
2026-02-03 | 4.4142
2026-02-04 | 4.1386
2026-02-05 | 4.1261
2026-02-06 | 3.851
2026-02-07 | 3.4499
2026-02-08 | 3.0805
2026-02-09 | 3.129
2026-02-10 | 3.187
2026-02-11 | 3.2601
2026-02-12 | 3.1853
2026-02-13 | 3.0692
2026-02-14 | 3.0622
2026-02-15 | 3.057
2026-02-16 | 2.929
2026-02-17 | 2.753
2026-02-18 | 2.5305
2026-02-19 | 2.4681
2026-02-20 | 2.657
2026-02-21 | 2.6746
2026-02-22 | 2.8002
2026-02-23 | 2.9016
2026-02-24 | 2.9022
2026-02-25 | 2.8516
2026-02-26 | 2.8662
2026-02-27 | 2.7544
2026-02-28 | 2.6651
2026-03-01 | 2.5472 | Mar/26
2026-03-02 | 2.6718
2026-03-03 | 2.8123
2026-03-04 | 3.1485
2026-03-05 | 3.1718
2026-03-06 | 3.0968
2026-03-07 | 3.2538
2026-03-08 | 3.4616
2026-03-09 | 3.3929
2026-03-10 | 3.4514
2026-03-11 | 3.248
2026-03-12 | 3.1892
2026-03-13 | 3.1413
2026-03-14 | 2.9704
2026-03-15 | 2.6909
2026-03-16 | 2.751
2026-03-17 | 2.693
2026-03-18 | 2.5719
2026-03-19 | 2.562
2026-03-20 | 2.6235
2026-03-21 | 2.7365
2026-03-22 | 2.7947
2026-03-23 | 2.7937
2026-03-24 | 2.9785
2026-03-25 | 3.0681
2026-03-26 | 3.0738
2026-03-27 | 3.073
2026-03-28 | 3.2112
2026-03-29 | 3.2059
2026-03-30 | 3.0467
2026-03-31 | 2.8816
2026-04-01 | 2.9213
2026-04-02 | 3.0258
2026-04-03 | 3.0836
2026-04-04 | 3.0082
2026-04-05 | 3.1246
2026-04-06 | 3.2301
2026-04-07 | 3.2383
2026-04-08 | 3.221
2026-04-09 | 3.1519
2026-04-10 | 3.1871
2026-04-11 | 3.2117
2026-04-12 | 3.2511
2026-04-13 | 3.2793
2026-04-14 | 3.376
2026-04-15 | 3.5083
2026-04-16 | 3.6299
2026-04-17 | 3.5583
2026-04-18 | 3.4763
2026-04-19 | 3.3903
2026-04-20 | 3.4709
2026-04-21 | 3.5803
2026-04-22 | 3.5202
2026-04-23 | 3.4827
2026-04-24 | 3.7438
2026-04-25 | 4.0289
2026-04-26 | 4.2702
2026-04-27 | 4.4084
2026-04-28 | 4.5403
2026-04-29 | 4.7536
2026-04-30 | 5.0465
2026-05-01 | 4.9729 | May/26
2026-05-02 | 4.7286
2026-05-03 | 4.4149
2026-05-04 | 3.9949
2026-05-05 | 3.7733
2026-05-06 | 3.7943
2026-05-07 | 3.6665
2026-05-08 | 3.7699
2026-05-09 | 3.9912
2026-05-10 | 4.2227
2026-05-11 | 4.6172
2026-05-12 | 4.6738
2026-05-13 | 4.5249
2026-05-14 | 4.3685
2026-05-15 | 4.135
2026-05-16 | 3.8916
2026-05-17 | 3.8429
2026-05-18 | 3.7512
2026-05-19 | 3.8728
2026-05-20 | 4.0502
2026-05-21 | 4.4043
2026-05-22 | 4.6793
2026-05-23 | 5.0077
2026-05-24 | 5.2245
2026-05-25 | 5.3916
2026-05-26 | 5.4625
2026-05-27 | 5.5519
2026-05-28 | 5.5156
2026-05-29 | 5.5334
2026-05-30 | 5.3882
2026-05-31 | 5.311
2026-06-01 | 5.3525
2026-06-02 | 5.4074
2026-06-03 | 5.4003
2026-06-04 | 5.4125
2026-06-05 | 5.4761
2026-06-06 | 5.7143
2026-06-07 | 5.6854
2026-06-08 | 5.4932
2026-06-09 | 5.3012
2026-06-10 | 5.0956
2026-06-11 | 4.9445
2026-06-12 | 4.9406
2026-06-13 | 4.7954
2026-06-14 | 4.9848
2026-06-15 | 5.3143
2026-06-16 | 5.5412
2026-06-17 | 5.5627
2026-06-18 | 5.6533
2026-06-19 | 5.7545
2026-06-20 | 5.8654
2026-06-21 | 5.646
2026-06-22 | 5.4599
2026-06-23 | 5.3681
2026-06-24 | 5.4487
2026-06-25 | 5.3287
2026-06-26 | 5.0429
2026-06-27 | 4.8082
2026-06-28 | 4.7524
2026-06-29 | 4.5892
2026-06-30 | 4.4277
2026-07-01 | 4.3708 | Jul/26
2026-07-02 | 4.4558
2026-07-03 | 4.5271
2026-07-04 | 4.697
2026-07-05 | 4.99
2026-07-06 | 5.3154
2026-07-07 | 5.6054
2026-07-08 | 5.6713
2026-07-09 | 5.617
2026-07-10 | 5.5726
2026-07-11 | 5.6341
2026-07-12 | 5.6666
2026-07-13 | 5.6625
2026-07-14 | 5.5893
2026-07-15 | 5.6298
2026-07-16 | 5.7132
2026-07-17 | 5.7559
2026-07-18 | 5.6636
2026-07-19 | 5.6413
2026-07-20 | 5.5768
2026-07-21 | 5.694
2026-07-22 | 5.9884
2026-07-23 | 6.235
2026-07-24 | 6.3396
2026-07-25 | 6.362
2026-07-26 | 6.2581
2026-07-27 | 6.1721
2026-07-28 | 6.036
2026-07-29 | 5.8453
2026-07-30 | 5.7266
2026-07-31 | 5.8018
2026-08-01 | 6.0166
2026-08-02 | 6.2541
2026-08-03 | 6.3316
2026-08-04 | 6.2815
2026-08-05 | 6.155
2026-08-06 | 6.0897
2026-08-07 | 6.0553
2026-08-08 | 5.969
2026-08-09 | 5.8453
2026-08-10 | 5.8083
2026-08-11 | 5.781
2026-08-12 | 5.7229
2026-08-13 | 5.5999
2026-08-14 | 5.4509
2026-08-15 | 5.3248
2026-08-16 | 5.3566
2026-08-17 | 5.5258
2026-08-18 | 5.7206
2026-08-19 | 5.892
2026-08-20 | 6.1027
2026-08-21 | 6.3795
2026-08-22 | 6.6316
2026-08-23 | 6.7983
2026-08-24 | 6.7516
2026-08-25 | 6.766
2026-08-26 | 6.9578
2026-08-27 | 7.117
2026-08-28 | 7.1916
2026-08-29 | 7.0418
2026-08-30 | 6.7759
2026-08-31 | 6.7008
2026-09-01 | 6.7032 | Sep/26
2026-09-02 | 6.5983
2026-09-03 | 6.4993
2026-09-04 | 6.3191
2026-09-05 | 6.4286
2026-09-06 | 6.6522
2026-09-07 | 6.7942
2026-09-08 | 6.8448
2026-09-09 | 6.9191
2026-09-10 | 6.9483
2026-09-11 | 7.0137
2026-09-12 | 6.8468
2026-09-13 | 6.6542
2026-09-14 | 6.4492
2026-09-15 | 6.2437
2026-09-16 | 6.1435
2026-09-17 | 6.1135
2026-09-18 | 6.115
2026-09-19 | 6.2297
2026-09-20 | 6.44
2026-09-21 | 6.693
2026-09-22 | 6.9404
2026-09-23 | 7.018
2026-09-24 | 6.9843
2026-09-25 | 6.9723
2026-09-26 | 6.9387
2026-09-27 | 6.8898
2026-09-28 | 6.8531
2026-09-29 | 6.6006
2026-09-30 | 6.3363
2026-10-01 | 6.3569

## Chart - Heat rate
Date | Heat rate (EIA-923 calibrated, else prior year)
2021-01-01 | 8.3716
2021-02-01 | 8.1684
2021-03-01 | 8.8784
2021-04-01 | 8.6716
2021-05-01 | 8.8357
2021-06-01 | 8.5716
2021-07-01 | 8.5177
2021-08-01 | 8.4963
2021-09-01 | 8.4911
2021-10-01 | 8.5654
2021-11-01 | 8.8368
2021-12-01 | 8.9614
2022-01-01 | 8.3977
2022-02-01 | 8.2531
2022-03-01 | 8.8527
2022-04-01 | 9.151
2022-05-01 | 8.7068
2022-06-01 | 8.4229
2022-07-01 | 8.4208
2022-08-01 | 8.2281
2022-09-01 | 8.2101
2022-10-01 | 8.4519
2022-11-01 | 8.4877
2022-12-01 | 8.1011
2023-01-01 | 8.715
2023-02-01 | 8.5516
2023-03-01 | 8.7808
2023-04-01 | 8.6779
2023-05-01 | 8.4621
2023-06-01 | 8.6017
2023-07-01 | 8.5412
2023-08-01 | 8.5547
2023-09-01 | 8.5016
2023-10-01 | 8.761
2023-11-01 | 8.7442
2023-12-01 | 8.7634
2024-01-01 | 8.5906
2024-02-01 | 9.3719
2024-03-01 | 8.8639
2024-04-01 | 8.8919
2024-05-01 | 8.5061
2024-06-01 | 8.5041
2024-07-01 | 8.5069
2024-08-01 | 8.5101
2024-09-01 | 8.4049
2024-10-01 | 8.5588
2024-11-01 | 9.159
2024-12-01 | 9.3029
2025-01-01 | 8.7337
2025-02-01 | 8.6666
2025-03-01 | 9.4303
2025-04-01 | 9.0584
2025-05-01 | 8.5664
2025-06-01 | 8.5847
2025-07-01 | 8.5678
2025-08-01 | 8.4074
2025-09-01 | 8.4592
2025-10-01 | 8.774
2025-11-01 | 9.0986
2025-12-01 | 9.0602
2026-01-01 | 8.3859
2026-02-01 | 8.0574
2026-03-01 | 8.9515
2026-04-01 | 8.6198
2026-05-01 | 8.2936
2026-06-01 | 8.2567
2026-07-01 | 8.2121
2026-08-01 | 8.0943
2026-09-01 | 8.4592
2026-10-01 | 8.774

## Daily
date | Gas_MW_avg | Gas_GWh | Heat_rate_MMBtu_per_MWh | Heat_rate_basis | MMBtu_per_Mcf | Gas_burn_MMBtu_d | Gas_burn_MMcf_d | Gas_burn_Bcf_per_day | Gas_burn_Bcf_per_day_7d_avg | Flat_7.5_Bcf_per_day
2021-01-01 | 20650.7 | 495.616 | 8.372 | calibrated (EIA-923 burn / ERCOT MWh) | 1.0209 | 4149105 | 4064.2 | 4.0642 |  | 3.588
2021-01-02 | 18953.5 | 454.885 | 8.372 | calibrated (EIA-923 burn / ERCOT MWh) | 1.0209 | 3808121 | 3730.1 | 3.7301 |  | 3.2931
2021-01-03 | 14770.9 | 354.501 | 8.372 | calibrated (EIA-923 burn / ERCOT MWh) | 1.0209 | 2967745 | 2907 | 2.907 |  | 2.5664
2021-01-04 | 16732.1 | 401.57 | 8.372 | calibrated (EIA-923 burn / ERCOT MWh) | 1.0209 | 3361788 | 3293 | 3.293 |  | 2.9071
2021-01-05 | 13578.6 | 325.887 | 8.372 | calibrated (EIA-923 burn / ERCOT MWh) | 1.0209 | 2728199 | 2672.3 | 2.6723 |  | 2.3592
2021-01-06 | 7457.5 | 178.979 | 8.372 | calibrated (EIA-923 burn / ERCOT MWh) | 1.0209 | 1498343 | 1467.7 | 1.4677 |  | 1.2957
2021-01-07 | 15302 | 367.248 | 8.372 | calibrated (EIA-923 burn / ERCOT MWh) | 1.0209 | 3074458 | 3011.5 | 3.0115 | 3.0208 | 2.6586
2021-01-08 | 20538.8 | 492.932 | 8.372 | calibrated (EIA-923 burn / ERCOT MWh) | 1.0209 | 4126635 | 4042.1 | 4.0421 | 3.0177 | 3.5685
2021-01-09 | 21435.7 | 514.458 | 8.372 | calibrated (EIA-923 burn / ERCOT MWh) | 1.0209 | 4306843 | 4218.7 | 4.2187 | 3.0875 | 3.7244
2021-01-10 | 22948.1 | 550.754 | 8.372 | calibrated (EIA-923 burn / ERCOT MWh) | 1.0209 | 4610699 | 4516.3 | 4.5163 | 3.3174 | 3.9871
2021-01-11 | 28472.2 | 683.334 | 8.372 | calibrated (EIA-923 burn / ERCOT MWh) | 1.0209 | 5720607 | 5603.5 | 5.6035 | 3.6474 | 4.9469
2021-01-12 | 26193.2 | 628.637 | 8.372 | calibrated (EIA-923 burn / ERCOT MWh) | 1.0209 | 5262705 | 5154.9 | 5.1549 | 4.0021 | 4.5509
2021-01-13 | 15465.7 | 371.176 | 8.372 | calibrated (EIA-923 burn / ERCOT MWh) | 1.0209 | 3107341 | 3043.7 | 3.0437 | 4.2272 | 2.6871
2021-01-14 | 10184.9 | 244.438 | 8.372 | calibrated (EIA-923 burn / ERCOT MWh) | 1.0209 | 2046340 | 2004.4 | 2.0044 | 4.0834 | 1.7696
2021-01-15 | 13105.4 | 314.529 | 8.372 | calibrated (EIA-923 burn / ERCOT MWh) | 1.0209 | 2633115 | 2579.2 | 2.5792 | 3.8744 | 2.277
2021-01-16 | 18464.7 | 443.153 | 8.372 | calibrated (EIA-923 burn / ERCOT MWh) | 1.0209 | 3709905 | 3633.9 | 3.6339 | 3.7909 | 3.2082
2021-01-17 | 16960.5 | 407.053 | 8.372 | calibrated (EIA-923 burn / ERCOT MWh) | 1.0209 | 3407690 | 3337.9 | 3.3379 | 3.6225 | 2.9468
2021-01-18 | 8788.4 | 210.921 | 8.372 | calibrated (EIA-923 burn / ERCOT MWh) | 1.0209 | 1765749 | 1729.6 | 1.7296 | 3.0691 | 1.5269
2021-01-19 | 8824.9 | 211.797 | 8.372 | calibrated (EIA-923 burn / ERCOT MWh) | 1.0209 | 1773082 | 1736.8 | 1.7368 | 2.5808 | 1.5333
2021-01-20 | 18973.2 | 455.358 | 8.372 | calibrated (EIA-923 burn / ERCOT MWh) | 1.0209 | 3812080 | 3734 | 3.734 | 2.6794 | 3.2965
2021-01-21 | 16442 | 394.609 | 8.372 | calibrated (EIA-923 burn / ERCOT MWh) | 1.0209 | 3303513 | 3235.9 | 3.2359 | 2.8553 | 2.8567
2021-01-22 | 18228.8 | 437.49 | 8.372 | calibrated (EIA-923 burn / ERCOT MWh) | 1.0209 | 3662496 | 3587.5 | 3.5875 | 2.9994 | 3.1672
2021-01-23 | 14340.4 | 344.17 | 8.372 | calibrated (EIA-923 burn / ERCOT MWh) | 1.0209 | 2881258 | 2822.3 | 2.8223 | 2.8834 | 2.4916
2021-01-24 | 10303.4 | 247.282 | 8.372 | calibrated (EIA-923 burn / ERCOT MWh) | 1.0209 | 2070149 | 2027.8 | 2.0278 | 2.6963 | 1.7902
2021-01-25 | 9147.6 | 219.543 | 8.372 | calibrated (EIA-923 burn / ERCOT MWh) | 1.0209 | 1837929 | 1800.3 | 1.8003 | 2.7064 | 1.5894
2021-01-26 | 17056 | 409.345 | 8.372 | calibrated (EIA-923 burn / ERCOT MWh) | 1.0209 | 3426877 | 3356.7 | 3.3567 | 2.9378 | 2.9634
2021-01-27 | 16246.7 | 389.921 | 8.372 | calibrated (EIA-923 burn / ERCOT MWh) | 1.0209 | 3264267 | 3197.4 | 3.1974 | 2.8611 | 2.8228
2021-01-28 | 18332 | 439.968 | 8.372 | calibrated (EIA-923 burn / ERCOT MWh) | 1.0209 | 3683241 | 3607.8 | 3.6078 | 2.9143 | 3.1851
2021-01-29 | 10823.7 | 259.769 | 8.372 | calibrated (EIA-923 burn / ERCOT MWh) | 1.0209 | 2174685 | 2130.2 | 2.1302 | 2.7061 | 1.8806
2021-01-30 | 6041.5 | 144.995 | 8.372 | calibrated (EIA-923 burn / ERCOT MWh) | 1.0209 | 1213842 | 1189 | 1.189 | 2.4727 | 1.0497
2021-01-31 | 9549.5 | 229.189 | 8.372 | calibrated (EIA-923 burn / ERCOT MWh) | 1.0209 | 1918681 | 1879.4 | 1.8794 | 2.4515 | 1.6592
2021-02-01 | 18989.8 | 455.756 | 8.168 | calibrated (EIA-923 burn / ERCOT MWh) | 1.0282 | 3722775 | 3620.6 | 3.6206 | 2.7116 | 3.2994
2021-02-02 | 13363.8 | 320.731 | 8.168 | calibrated (EIA-923 burn / ERCOT MWh) | 1.0282 | 2619843 | 2547.9 | 2.5479 | 2.596 | 2.3219
2021-02-03 | 9318.4 | 223.641 | 8.168 | calibrated (EIA-923 burn / ERCOT MWh) | 1.0282 | 1826778 | 1776.6 | 1.7766 | 2.3931 | 1.619
2021-02-04 | 8723.8 | 209.371 | 8.168 | calibrated (EIA-923 burn / ERCOT MWh) | 1.0282 | 1710216 | 1663.3 | 1.6633 | 2.1153 | 1.5157
2021-02-05 | 15543.6 | 373.047 | 8.168 | calibrated (EIA-923 burn / ERCOT MWh) | 1.0282 | 3047179 | 2963.5 | 2.9635 | 2.2343 | 2.7006
2021-02-06 | 9899.1 | 237.578 | 8.168 | calibrated (EIA-923 burn / ERCOT MWh) | 1.0282 | 1940620 | 1887.3 | 1.8873 | 2.3341 | 1.7199
2021-02-07 | 7609 | 182.615 | 8.168 | calibrated (EIA-923 burn / ERCOT MWh) | 1.0282 | 1491663 | 1450.7 | 1.4507 | 2.2728 | 1.322
2021-02-08 | 12458.8 | 299.011 | 8.168 | calibrated (EIA-923 burn / ERCOT MWh) | 1.0282 | 2442427 | 2375.4 | 2.3754 | 2.095 | 2.1647
2021-02-09 | 21951.8 | 526.843 | 8.168 | calibrated (EIA-923 burn / ERCOT MWh) | 1.0282 | 4303438 | 4185.3 | 4.1853 | 2.3289 | 3.814
2021-02-10 | 27584.7 | 662.033 | 8.168 | calibrated (EIA-923 burn / ERCOT MWh) | 1.0282 | 5407718 | 5259.2 | 5.2592 | 2.8264 | 4.7927
2021-02-11 | 33786 | 810.864 | 8.168 | calibrated (EIA-923 burn / ERCOT MWh) | 1.0282 | 6623422 | 6441.6 | 6.4416 | 3.509 | 5.8702
2021-02-12 | 36660.8 | 879.86 | 8.168 | calibrated (EIA-923 burn / ERCOT MWh) | 1.0282 | 7187005 | 6989.7 | 6.9897 | 4.0842 | 6.3696
2021-02-13 | 37191.2 | 892.59 | 8.168 | calibrated (EIA-923 burn / ERCOT MWh) | 1.0282 | 7290988 | 7090.8 | 7.0908 | 4.8275 | 6.4618
2021-02-14 | 37091.9 | 890.206 | 8.168 | calibrated (EIA-923 burn / ERCOT MWh) | 1.0282 | 7271515 | 7071.8 | 7.0718 | 5.6305 | 6.4445
2021-02-15 | 32201.6 | 772.839 | 8.168 | calibrated (EIA-923 burn / ERCOT MWh) | 1.0282 | 6312820 | 6139.5 | 6.1395 | 6.1683 | 5.5949
2021-02-16 | 28919 | 694.055 | 8.168 | calibrated (EIA-923 burn / ERCOT MWh) | 1.0282 | 5669285 | 5513.6 | 5.5136 | 6.358 | 5.0245
2021-02-17 | 29810.5 | 715.451 | 8.168 | calibrated (EIA-923 burn / ERCOT MWh) | 1.0282 | 5844055 | 5683.6 | 5.6836 | 6.4186 | 5.1794
2021-02-18 | 31596.6 | 758.318 | 8.168 | calibrated (EIA-923 burn / ERCOT MWh) | 1.0282 | 6194207 | 6024.1 | 6.0241 | 6.359 | 5.4898
2021-02-19 | 27003.4 | 648.082 | 8.168 | calibrated (EIA-923 burn / ERCOT MWh) | 1.0282 | 5293761 | 5148.4 | 5.1484 | 6.096 | 4.6917
2021-02-20 | 18137.5 | 435.299 | 8.168 | calibrated (EIA-923 burn / ERCOT MWh) | 1.0282 | 3555675 | 3458 | 3.458 | 5.577 | 3.1513
2021-02-21 | 12119.2 | 290.861 | 8.168 | calibrated (EIA-923 burn / ERCOT MWh) | 1.0282 | 2375855 | 2310.6 | 2.3106 | 4.8968 | 2.1057
2021-02-22 | 13933.8 | 334.412 | 8.168 | calibrated (EIA-923 burn / ERCOT MWh) | 1.0282 | 2731595 | 2656.6 | 2.6566 | 4.3993 | 2.4209
2021-02-23 | 10119.1 | 242.858 | 8.168 | calibrated (EIA-923 burn / ERCOT MWh) | 1.0282 | 1983749 | 1929.3 | 1.9293 | 3.8872 | 1.7581
2021-02-24 | 9549.8 | 229.195 | 8.168 | calibrated (EIA-923 burn / ERCOT MWh) | 1.0282 | 1872145 | 1820.7 | 1.8207 | 3.3354 | 1.6592
2021-02-25 | 12193.4 | 292.641 | 8.168 | calibrated (EIA-923 burn / ERCOT MWh) | 1.0282 | 2390394 | 2324.8 | 2.3248 | 2.8069 | 2.1185
2021-02-26 | 15357.9 | 368.59 | 8.168 | calibrated (EIA-923 burn / ERCOT MWh) | 1.0282 | 3010772 | 2928.1 | 2.9281 | 2.4897 | 2.6684
2021-02-27 | 9988.2 | 239.718 | 8.168 | calibrated (EIA-923 burn / ERCOT MWh) | 1.0282 | 1958101 | 1904.3 | 1.9043 | 2.2678 | 1.7354
2021-02-28 | 8929.8 | 214.316 | 8.168 | calibrated (EIA-923 burn / ERCOT MWh) | 1.0282 | 1750608 | 1702.5 | 1.7025 | 2.1809 | 1.5515
2021-03-01 | 13838.3 | 332.119 | 8.878 | calibrated (EIA-923 burn / ERCOT MWh) | 1.0246 | 2948688 | 2877.8 | 2.8778 | 2.2125 | 2.4043
2021-03-02 | 16465.5 | 395.173 | 8.878 | calibrated (EIA-923 burn / ERCOT MWh) | 1.0246 | 3508507 | 3424.2 | 3.4242 | 2.4261 | 2.8608
2021-03-03 | 13089.8 | 314.156 | 8.878 | calibrated (EIA-923 burn / ERCOT MWh) | 1.0246 | 2789205 | 2722.1 | 2.7221 | 2.5548 | 2.2743
2021-03-04 | 7864.7 | 188.752 | 8.878 | calibrated (EIA-923 burn / ERCOT MWh) | 1.0246 | 1675817 | 1635.5 | 1.6355 | 2.4564 | 1.3664
2021-03-05 | 8029.8 | 192.716 | 8.878 | calibrated (EIA-923 burn / ERCOT MWh) | 1.0246 | 1711011 | 1669.9 | 1.6699 | 2.2766 | 1.3951
2021-03-06 | 13430.6 | 322.335 | 8.878 | calibrated (EIA-923 burn / ERCOT MWh) | 1.0246 | 2861821 | 2793 | 2.793 | 2.4036 | 2.3335
2021-03-07 | 8568.1 | 205.635 | 8.878 | calibrated (EIA-923 burn / ERCOT MWh) | 1.0246 | 1825711 | 1781.8 | 1.7818 | 2.4149 | 1.4887
2021-03-08 | 8178.2 | 196.276 | 8.878 | calibrated (EIA-923 burn / ERCOT MWh) | 1.0246 | 1742618 | 1700.7 | 1.7007 | 2.2467 | 1.4209
2021-03-09 | 6781 | 162.745 | 8.878 | calibrated (EIA-923 burn / ERCOT MWh) | 1.0246 | 1444916 | 1410.2 | 1.4102 | 1.959 | 1.1782
2021-03-10 | 7931 | 190.344 | 8.878 | calibrated (EIA-923 burn / ERCOT MWh) | 1.0246 | 1689951 | 1649.3 | 1.6493 | 1.8058 | 1.378
2021-03-11 | 12391.1 | 297.386 | 8.878 | calibrated (EIA-923 burn / ERCOT MWh) | 1.0246 | 2640314 | 2576.8 | 2.5768 | 1.9403 | 2.1529
2021-03-12 | 9562.5 | 229.499 | 8.878 | calibrated (EIA-923 burn / ERCOT MWh) | 1.0246 | 2037586 | 1988.6 | 1.9886 | 1.9858 | 1.6614
2021-03-13 | 6271.6 | 150.519 | 8.878 | calibrated (EIA-923 burn / ERCOT MWh) | 1.0246 | 1336369 | 1304.2 | 1.3042 | 1.7731 | 1.0897
2021-03-14 | 6113.6 | 146.727 | 8.878 | calibrated (EIA-923 burn / ERCOT MWh) | 1.0246 | 1302702 | 1271.4 | 1.2714 | 1.7002 | 1.0622
2021-03-15 | 13263.2 | 318.316 | 8.878 | calibrated (EIA-923 burn / ERCOT MWh) | 1.0246 | 2826139 | 2758.2 | 2.7582 | 1.8512 | 2.3044
2021-03-16 | 10933.1 | 262.394 | 8.878 | calibrated (EIA-923 burn / ERCOT MWh) | 1.0246 | 2329641 | 2273.6 | 2.2736 | 1.9746 | 1.8996
2021-03-17 | 7585.6 | 182.055 | 8.878 | calibrated (EIA-923 burn / ERCOT MWh) | 1.0246 | 1616358 | 1577.5 | 1.5775 | 1.9643 | 1.318
2021-03-18 | 11713.7 | 281.128 | 8.878 | calibrated (EIA-923 burn / ERCOT MWh) | 1.0246 | 2495969 | 2436 | 2.436 | 1.9442 | 2.0352
2021-03-19 | 17049.2 | 409.18 | 8.878 | calibrated (EIA-923 burn / ERCOT MWh) | 1.0246 | 3632867 | 3545.5 | 3.5455 | 2.1666 | 2.9622
2021-03-20 | 12534.6 | 300.831 | 8.878 | calibrated (EIA-923 burn / ERCOT MWh) | 1.0246 | 2670900 | 2606.7 | 2.6067 | 2.3527 | 2.1778
2021-03-21 | 6210.6 | 149.055 | 8.878 | calibrated (EIA-923 burn / ERCOT MWh) | 1.0246 | 1323371 | 1291.6 | 1.2916 | 2.3556 | 1.0791
2021-03-22 | 7747.8 | 185.947 | 8.878 | calibrated (EIA-923 burn / ERCOT MWh) | 1.0246 | 1650913 | 1611.2 | 1.6112 | 2.1917 | 1.3461
2021-03-23 | 16633 | 399.193 | 8.878 | calibrated (EIA-923 burn / ERCOT MWh) | 1.0246 | 3544198 | 3459 | 3.459 | 2.3611 | 2.8899
2021-03-24 | 13518.3 | 324.439 | 8.878 | calibrated (EIA-923 burn / ERCOT MWh) | 1.0246 | 2880501 | 2811.2 | 2.8112 | 2.5373 | 2.3487
2021-03-25 | 15744.5 | 377.868 | 8.878 | calibrated (EIA-923 burn / ERCOT MWh) | 1.0246 | 3354866 | 3274.2 | 3.2742 | 2.6571 | 2.7355
2021-03-26 | 11306.9 | 271.365 | 8.878 | calibrated (EIA-923 burn / ERCOT MWh) | 1.0246 | 2409289 | 2351.4 | 2.3514 | 2.4865 | 1.9645
2021-03-27 | 13582.5 | 325.98 | 8.878 | calibrated (EIA-923 burn / ERCOT MWh) | 1.0246 | 2894183 | 2824.6 | 2.8246 | 2.5176 | 2.3599
2021-03-28 | 12934.3 | 310.423 | 8.878 | calibrated (EIA-923 burn / ERCOT MWh) | 1.0246 | 2756062 | 2689.8 | 2.6898 | 2.7173 | 2.2473
2021-03-29 | 9191 | 220.585 | 8.878 | calibrated (EIA-923 burn / ERCOT MWh) | 1.0246 | 1958443 | 1911.4 | 1.9114 | 2.7602 | 1.5969
2021-03-30 | 10871.2 | 260.908 | 8.878 | calibrated (EIA-923 burn / ERCOT MWh) | 1.0246 | 2316447 | 2260.8 | 2.2608 | 2.589 | 1.8888
2021-03-31 | 10639 | 255.337 | 8.878 | calibrated (EIA-923 burn / ERCOT MWh) | 1.0246 | 2266986 | 2212.5 | 2.2125 | 2.5035 | 1.8485
2021-04-01 | 13407.9 | 321.789 | 8.672 | calibrated (EIA-923 burn / ERCOT MWh) | 1.0199 | 2790430 | 2736 | 2.736 | 2.4266 | 2.3296
2021-04-02 | 7640.6 | 183.375 | 8.672 | calibrated (EIA-923 burn / ERCOT MWh) | 1.0199 | 1590157 | 1559.1 | 1.5591 | 2.3135 | 1.3275
2021-04-03 | 8505.5 | 204.131 | 8.672 | calibrated (EIA-923 burn / ERCOT MWh) | 1.0199 | 1770146 | 1735.6 | 1.7356 | 2.1579 | 1.4778
2021-04-04 | 11507.5 | 276.18 | 8.672 | calibrated (EIA-923 burn / ERCOT MWh) | 1.0199 | 2394927 | 2348.2 | 2.3482 | 2.1091 | 1.9994
2021-04-05 | 9237.9 | 221.71 | 8.672 | calibrated (EIA-923 burn / ERCOT MWh) | 1.0199 | 1922584 | 1885.1 | 1.8851 | 2.1053 | 1.605
2021-04-06 | 9162.6 | 219.903 | 8.672 | calibrated (EIA-923 burn / ERCOT MWh) | 1.0199 | 1906914 | 1869.7 | 1.8697 | 2.0495 | 1.592
2021-04-07 | 15188.2 | 364.518 | 8.672 | calibrated (EIA-923 burn / ERCOT MWh) | 1.0199 | 3160960 | 3099.3 | 3.0993 | 2.1762 | 2.6389
2021-04-08 | 21220.3 | 509.287 | 8.672 | calibrated (EIA-923 burn / ERCOT MWh) | 1.0199 | 4416341 | 4330.2 | 4.3302 | 2.4039 | 3.6869
2021-04-09 | 15993.2 | 383.836 | 8.672 | calibrated (EIA-923 burn / ERCOT MWh) | 1.0199 | 3328478 | 3263.6 | 3.2636 | 2.6474 | 2.7787
2021-04-10 | 15937.9 | 382.509 | 8.672 | calibrated (EIA-923 burn / ERCOT MWh) | 1.0199 | 3316971 | 3252.3 | 3.2523 | 2.8641 | 2.7691
2021-04-11 | 13903.4 | 333.682 | 8.672 | calibrated (EIA-923 burn / ERCOT MWh) | 1.0199 | 2893562 | 2837.1 | 2.8371 | 2.9339 | 2.4157
2021-04-12 | 15126.6 | 363.039 | 8.672 | calibrated (EIA-923 burn / ERCOT MWh) | 1.0199 | 3148135 | 3086.7 | 3.0867 | 3.1056 | 2.6282
2021-04-13 | 19197.2 | 460.732 | 8.672 | calibrated (EIA-923 burn / ERCOT MWh) | 1.0199 | 3995291 | 3917.4 | 3.9174 | 3.3981 | 3.3354
2021-04-14 | 20403.9 | 489.694 | 8.672 | calibrated (EIA-923 burn / ERCOT MWh) | 1.0199 | 4246438 | 4163.6 | 4.1636 | 3.5501 | 3.5451
2021-04-15 | 17915.1 | 429.962 | 8.672 | calibrated (EIA-923 burn / ERCOT MWh) | 1.0199 | 3728465 | 3655.8 | 3.6558 | 3.4538 | 3.1127
2021-04-16 | 16252.4 | 390.057 | 8.672 | calibrated (EIA-923 burn / ERCOT MWh) | 1.0199 | 3382424 | 3316.5 | 3.3165 | 3.4613 | 2.8238
2021-04-17 | 12561.5 | 301.476 | 8.672 | calibrated (EIA-923 burn / ERCOT MWh) | 1.0199 | 2614284 | 2563.3 | 2.5633 | 3.3629 | 2.1825
2021-04-18 | 17764.4 | 426.345 | 8.672 | calibrated (EIA-923 burn / ERCOT MWh) | 1.0199 | 3697100 | 3625 | 3.625 | 3.4755 | 3.0865
2021-04-19 | 17552.5 | 421.26 | 8.672 | calibrated (EIA-923 burn / ERCOT MWh) | 1.0199 | 3653005 | 3581.8 | 3.5818 | 3.5462 | 3.0497
2021-04-20 | 12568.9 | 301.653 | 8.672 | calibrated (EIA-923 burn / ERCOT MWh) | 1.0199 | 2615819 | 2564.8 | 2.5648 | 3.353 | 2.1838
2021-04-21 | 14640.5 | 351.372 | 8.672 | calibrated (EIA-923 burn / ERCOT MWh) | 1.0199 | 3046963 | 2987.5 | 2.9875 | 3.185 | 2.5437
2021-04-22 | 11205 | 268.921 | 8.672 | calibrated (EIA-923 burn / ERCOT MWh) | 1.0199 | 2331979 | 2286.5 | 2.2865 | 2.9893 | 1.9468
2021-04-23 | 10133.7 | 243.208 | 8.672 | calibrated (EIA-923 burn / ERCOT MWh) | 1.0199 | 2109006 | 2067.9 | 2.0679 | 2.811 | 1.7607
2021-04-24 | 14879.8 | 357.114 | 8.672 | calibrated (EIA-923 burn / ERCOT MWh) | 1.0199 | 3096755 | 3036.4 | 3.0364 | 2.8786 | 2.5853
2021-04-25 | 9242.6 | 221.822 | 8.672 | calibrated (EIA-923 burn / ERCOT MWh) | 1.0199 | 1923555 | 1886 | 1.886 | 2.6301 | 1.6059
2021-04-26 | 9942.5 | 238.621 | 8.672 | calibrated (EIA-923 burn / ERCOT MWh) | 1.0199 | 2069230 | 2028.9 | 2.0289 | 2.4083 | 1.7275
2021-04-27 | 11283.7 | 270.808 | 8.672 | calibrated (EIA-923 burn / ERCOT MWh) | 1.0199 | 2348343 | 2302.6 | 2.3026 | 2.3708 | 1.9605
2021-04-28 | 17350.9 | 416.421 | 8.672 | calibrated (EIA-923 burn / ERCOT MWh) | 1.0199 | 3611043 | 3540.6 | 3.5406 | 2.4498 | 3.0146
2021-04-29 | 15363.8 | 368.732 | 8.672 | calibrated (EIA-923 burn / ERCOT MWh) | 1.0199 | 3197502 | 3135.2 | 3.1352 | 2.5711 | 2.6694
2021-04-30 | 17410.5 | 417.851 | 8.672 | calibrated (EIA-923 burn / ERCOT MWh) | 1.0199 | 3623443 | 3552.8 | 3.5528 | 2.7832 | 3.025
2021-05-01 | 17451 | 418.825 | 8.836 | calibrated (EIA-923 burn / ERCOT MWh) | 1.021 | 3700615 | 3624.6 | 3.6246 | 2.8672 | 3.032
2021-05-02 | 15007.4 | 360.177 | 8.836 | calibrated (EIA-923 burn / ERCOT MWh) | 1.021 | 3182419 | 3117 | 3.117 | 3.0431 | 2.6075
2021-05-03 | 17969 | 431.256 | 8.836 | calibrated (EIA-923 burn / ERCOT MWh) | 1.021 | 3810452 | 3732.2 | 3.7322 | 3.2864 | 3.122
2021-05-04 | 17036.1 | 408.867 | 8.836 | calibrated (EIA-923 burn / ERCOT MWh) | 1.021 | 3612629 | 3538.4 | 3.5384 | 3.463 | 2.9599
2021-05-05 | 16181.8 | 388.362 | 8.836 | calibrated (EIA-923 burn / ERCOT MWh) | 1.021 | 3431453 | 3361 | 3.361 | 3.4373 | 2.8115
2021-05-06 | 17375.6 | 417.015 | 8.836 | calibrated (EIA-923 burn / ERCOT MWh) | 1.021 | 3684623 | 3608.9 | 3.6089 | 3.505 | 3.0189
2021-05-07 | 12468.7 | 299.249 | 8.836 | calibrated (EIA-923 burn / ERCOT MWh) | 1.021 | 2644077 | 2589.8 | 2.5898 | 3.3674 | 2.1664
2021-05-08 | 10983.9 | 263.613 | 8.836 | calibrated (EIA-923 burn / ERCOT MWh) | 1.021 | 2329207 | 2281.4 | 2.2814 | 3.1755 | 1.9084
2021-05-09 | 14859.5 | 356.627 | 8.836 | calibrated (EIA-923 burn / ERCOT MWh) | 1.021 | 3151052 | 3086.3 | 3.0863 | 3.1711 | 2.5818
2021-05-10 | 17924.9 | 430.197 | 8.836 | calibrated (EIA-923 burn / ERCOT MWh) | 1.021 | 3801095 | 3723 | 3.723 | 3.1698 | 3.1144
2021-05-11 | 17409.2 | 417.821 | 8.836 | calibrated (EIA-923 burn / ERCOT MWh) | 1.021 | 3691744 | 3615.9 | 3.6159 | 3.1809 | 3.0248
2021-05-12 | 14935.9 | 358.461 | 8.836 | calibrated (EIA-923 burn / ERCOT MWh) | 1.021 | 3167257 | 3102.2 | 3.1022 | 3.1439 | 2.595
2021-05-13 | 17786.8 | 426.882 | 8.836 | calibrated (EIA-923 burn / ERCOT MWh) | 1.021 | 3771805 | 3694.3 | 3.6943 | 3.1561 | 3.0904
2021-05-14 | 11978.3 | 287.479 | 8.836 | calibrated (EIA-923 burn / ERCOT MWh) | 1.021 | 2540080 | 2487.9 | 2.4879 | 3.1416 | 2.0812
2021-05-15 | 9867.3 | 236.815 | 8.836 | calibrated (EIA-923 burn / ERCOT MWh) | 1.021 | 2092428 | 2049.4 | 2.0494 | 3.1084 | 1.7144
2021-05-16 | 13218.9 | 317.254 | 8.836 | calibrated (EIA-923 burn / ERCOT MWh) | 1.021 | 2803164 | 2745.6 | 2.7456 | 3.0598 | 2.2967
2021-05-17 | 14062.9 | 337.51 | 8.836 | calibrated (EIA-923 burn / ERCOT MWh) | 1.021 | 2982140 | 2920.9 | 2.9209 | 2.9452 | 2.4434
2021-05-18 | 13725.3 | 329.408 | 8.836 | calibrated (EIA-923 burn / ERCOT MWh) | 1.021 | 2910553 | 2850.8 | 2.8508 | 2.8359 | 2.3847
2021-05-19 | 15708.3 | 376.999 | 8.836 | calibrated (EIA-923 burn / ERCOT MWh) | 1.021 | 3331053 | 3262.6 | 3.2626 | 2.8588 | 2.7292
2021-05-20 | 15482.3 | 371.576 | 8.836 | calibrated (EIA-923 burn / ERCOT MWh) | 1.021 | 3283137 | 3215.7 | 3.2157 | 2.7904 | 2.69
2021-05-21 | 12972 | 311.329 | 8.836 | calibrated (EIA-923 burn / ERCOT MWh) | 1.021 | 2750812 | 2694.3 | 2.6943 | 2.8199 | 2.2538
2021-05-22 | 12935.4 | 310.449 | 8.836 | calibrated (EIA-923 burn / ERCOT MWh) | 1.021 | 2743037 | 2686.7 | 2.6867 | 2.9109 | 2.2475
2021-05-23 | 10149.2 | 243.581 | 8.836 | calibrated (EIA-923 burn / ERCOT MWh) | 1.021 | 2152211 | 2108 | 2.108 | 2.8199 | 1.7634
2021-05-24 | 13398.3 | 321.559 | 8.836 | calibrated (EIA-923 burn / ERCOT MWh) | 1.021 | 2841201 | 2782.8 | 2.7828 | 2.8001 | 2.3279
2021-05-25 | 17192.9 | 412.629 | 8.836 | calibrated (EIA-923 burn / ERCOT MWh) | 1.021 | 3645869 | 3571 | 3.571 | 2.903 | 2.9872
2021-05-26 | 17458 | 418.991 | 8.836 | calibrated (EIA-923 burn / ERCOT MWh) | 1.021 | 3702082 | 3626 | 3.626 | 2.9549 | 3.0332
2021-05-27 | 19310.9 | 463.461 | 8.836 | calibrated (EIA-923 burn / ERCOT MWh) | 1.021 | 4095006 | 4010.9 | 4.0109 | 3.0685 | 3.3552
2021-05-28 | 19619.8 | 470.874 | 8.836 | calibrated (EIA-923 burn / ERCOT MWh) | 1.021 | 4160505 | 4075 | 4.075 | 3.2658 | 3.4088
2021-05-29 | 19743.1 | 473.835 | 8.836 | calibrated (EIA-923 burn / ERCOT MWh) | 1.021 | 4186668 | 4100.7 | 4.1007 | 3.4678 | 3.4303
2021-05-30 | 14204 | 340.895 | 8.836 | calibrated (EIA-923 burn / ERCOT MWh) | 1.021 | 3012049 | 2950.2 | 2.9502 | 3.5881 | 2.4679
2021-05-31 | 16629 | 399.095 | 8.836 | calibrated (EIA-923 burn / ERCOT MWh) | 1.021 | 3526287 | 3453.9 | 3.4539 | 3.6839 | 2.8892
2021-06-01 | 23986 | 575.663 | 8.572 | calibrated (EIA-923 burn / ERCOT MWh) | 1.0206 | 4934331 | 4834.7 | 4.8347 | 3.8645 | 4.1674
2021-06-02 | 24943 | 598.633 | 8.572 | calibrated (EIA-923 burn / ERCOT MWh) | 1.0206 | 5131220 | 5027.6 | 5.0276 | 4.0647 | 4.3337
2021-06-03 | 21451.2 | 514.828 | 8.572 | calibrated (EIA-923 burn / ERCOT MWh) | 1.0206 | 4412880 | 4323.8 | 4.3238 | 4.1094 | 3.727
2021-06-04 | 20777.2 | 498.654 | 8.572 | calibrated (EIA-923 burn / ERCOT MWh) | 1.0206 | 4274243 | 4188 | 4.188 | 4.1255 | 3.6099
2021-06-05 | 18985 | 455.64 | 8.572 | calibrated (EIA-923 burn / ERCOT MWh) | 1.0206 | 3905546 | 3826.7 | 3.8267 | 4.0864 | 3.2986
2021-06-06 | 15580.7 | 373.937 | 8.572 | calibrated (EIA-923 burn / ERCOT MWh) | 1.0206 | 3205224 | 3140.5 | 3.1405 | 4.1136 | 2.7071
2021-06-07 | 20542.2 | 493.013 | 8.572 | calibrated (EIA-923 burn / ERCOT MWh) | 1.0206 | 4225891 | 4140.6 | 4.1406 | 4.2117 | 3.5691
2021-06-08 | 21910.2 | 525.845 | 8.572 | calibrated (EIA-923 burn / ERCOT MWh) | 1.0206 | 4507313 | 4416.3 | 4.4163 | 4.1519 | 3.8068
2021-06-09 | 23035.6 | 552.854 | 8.572 | calibrated (EIA-923 burn / ERCOT MWh) | 1.0206 | 4738822 | 4643.2 | 4.6432 | 4.097 | 4.0023
2021-06-10 | 22558.5 | 541.404 | 8.572 | calibrated (EIA-923 burn / ERCOT MWh) | 1.0206 | 4640678 | 4547 | 4.547 | 4.1289 | 3.9194
2021-06-11 | 21288.2 | 510.916 | 8.572 | calibrated (EIA-923 burn / ERCOT MWh) | 1.0206 | 4379348 | 4290.9 | 4.2909 | 4.1436 | 3.6987
2021-06-12 | 25776.9 | 618.646 | 8.572 | calibrated (EIA-923 burn / ERCOT MWh) | 1.0206 | 5302762 | 5195.7 | 5.1957 | 4.3392 | 4.4786
2021-06-13 | 30584.3 | 734.023 | 8.572 | calibrated (EIA-923 burn / ERCOT MWh) | 1.0206 | 6291723 | 6164.7 | 6.1647 | 4.7712 | 5.3139
2021-06-14 | 34053.8 | 817.291 | 8.572 | calibrated (EIA-923 burn / ERCOT MWh) | 1.0206 | 7005460 | 6864.1 | 6.8641 | 5.1603 | 5.9167
2021-06-15 | 34089.9 | 818.157 | 8.572 | calibrated (EIA-923 burn / ERCOT MWh) | 1.0206 | 7012883 | 6871.3 | 6.8713 | 5.511 | 5.923
2021-06-16 | 30005.9 | 720.141 | 8.572 | calibrated (EIA-923 burn / ERCOT MWh) | 1.0206 | 6172733 | 6048.1 | 6.0481 | 5.7117 | 5.2134
2021-06-17 | 29875.3 | 717.007 | 8.572 | calibrated (EIA-923 burn / ERCOT MWh) | 1.0206 | 6145870 | 6021.8 | 6.0218 | 5.9224 | 5.1907
2021-06-18 | 28021 | 672.504 | 8.572 | calibrated (EIA-923 burn / ERCOT MWh) | 1.0206 | 5764409 | 5648.1 | 5.6481 | 6.1163 | 4.8685
2021-06-19 | 24937.4 | 598.497 | 8.572 | calibrated (EIA-923 burn / ERCOT MWh) | 1.0206 | 5130054 | 5026.5 | 5.0265 | 6.0921 | 4.3327
2021-06-20 | 19682.9 | 472.39 | 8.572 | calibrated (EIA-923 burn / ERCOT MWh) | 1.0206 | 4049120 | 3967.4 | 3.9674 | 5.7782 | 3.4198
2021-06-21 | 20658.2 | 495.798 | 8.572 | calibrated (EIA-923 burn / ERCOT MWh) | 1.0206 | 4249763 | 4164 | 4.164 | 5.3925 | 3.5893
2021-06-22 | 25520.1 | 612.482 | 8.572 | calibrated (EIA-923 burn / ERCOT MWh) | 1.0206 | 5249927 | 5144 | 5.144 | 5.1457 | 4.434
2021-06-23 | 21355.5 | 512.533 | 8.572 | calibrated (EIA-923 burn / ERCOT MWh) | 1.0206 | 4393208 | 4304.5 | 4.3045 | 4.8966 | 3.7104
2021-06-24 | 21598.5 | 518.365 | 8.572 | calibrated (EIA-923 burn / ERCOT MWh) | 1.0206 | 4443197 | 4353.5 | 4.3535 | 4.6583 | 3.7526
2021-06-25 | 21082.4 | 505.978 | 8.572 | calibrated (EIA-923 burn / ERCOT MWh) | 1.0206 | 4337021 | 4249.5 | 4.2495 | 4.4585 | 3.663
2021-06-26 | 22115.7 | 530.777 | 8.572 | calibrated (EIA-923 burn / ERCOT MWh) | 1.0206 | 4549588 | 4457.8 | 4.4578 | 4.3772 | 3.8425
2021-06-27 | 26186.1 | 628.467 | 8.572 | calibrated (EIA-923 burn / ERCOT MWh) | 1.0206 | 5386943 | 5278.2 | 5.2782 | 4.5645 | 4.5497
2021-06-28 | 25029.6 | 600.711 | 8.572 | calibrated (EIA-923 burn / ERCOT MWh) | 1.0206 | 5149031 | 5045.1 | 5.0451 | 4.6904 | 4.3488
2021-06-29 | 26045.8 | 625.1 | 8.572 | calibrated (EIA-923 burn / ERCOT MWh) | 1.0206 | 5358083 | 5249.9 | 5.2499 | 4.7055 | 4.5253
2021-06-30 | 28070.5 | 673.693 | 8.572 | calibrated (EIA-923 burn / ERCOT MWh) | 1.0206 | 5774601 | 5658 | 5.658 | 4.8989 | 4.8771
2021-07-01 | 30290.4 | 726.97 | 8.518 | calibrated (EIA-923 burn / ERCOT MWh) | 1.0211 | 6192113 | 6064.1 | 6.0641 | 5.1432 | 5.2628
2021-07-02 | 29434.6 | 706.43 | 8.518 | calibrated (EIA-923 burn / ERCOT MWh) | 1.0211 | 6017159 | 5892.8 | 5.8928 | 5.378 | 5.1141
2021-07-03 | 26621.6 | 638.919 | 8.518 | calibrated (EIA-923 burn / ERCOT MWh) | 1.0211 | 5442121 | 5329.6 | 5.3296 | 5.5025 | 4.6254
2021-07-04 | 23366.9 | 560.805 | 8.518 | calibrated (EIA-923 burn / ERCOT MWh) | 1.0211 | 4776769 | 4678 | 4.678 | 5.4168 | 4.0599
2021-07-05 | 25605.3 | 614.527 | 8.518 | calibrated (EIA-923 burn / ERCOT MWh) | 1.0211 | 5234357 | 5126.1 | 5.1261 | 5.4284 | 4.4488
2021-07-06 | 28647.7 | 687.545 | 8.518 | calibrated (EIA-923 burn / ERCOT MWh) | 1.0211 | 5856302 | 5735.2 | 5.7352 | 5.4977 | 4.9774
2021-07-07 | 29089.3 | 698.143 | 8.518 | calibrated (EIA-923 burn / ERCOT MWh) | 1.0211 | 5946573 | 5823.6 | 5.8236 | 5.5214 | 5.0541
2021-07-08 | 29138.7 | 699.329 | 8.518 | calibrated (EIA-923 burn / ERCOT MWh) | 1.0211 | 5956675 | 5833.5 | 5.8335 | 5.4884 | 5.0627
2021-07-09 | 21702.5 | 520.861 | 8.518 | calibrated (EIA-923 burn / ERCOT MWh) | 1.0211 | 4436538 | 4344.8 | 4.3448 | 5.2673 | 3.7707
2021-07-10 | 21762.5 | 522.301 | 8.518 | calibrated (EIA-923 burn / ERCOT MWh) | 1.0211 | 4448803 | 4356.8 | 4.3568 | 5.1283 | 3.7811
2021-07-11 | 24374.4 | 584.985 | 8.518 | calibrated (EIA-923 burn / ERCOT MWh) | 1.0211 | 4982727 | 4879.7 | 4.8797 | 5.1571 | 4.2349
2021-07-12 | 27057 | 649.368 | 8.518 | calibrated (EIA-923 burn / ERCOT MWh) | 1.0211 | 5531122 | 5416.8 | 5.4168 | 5.1986 | 4.701
2021-07-13 | 22586.4 | 542.074 | 8.518 | calibrated (EIA-923 burn / ERCOT MWh) | 1.0211 | 4617224 | 4521.8 | 4.5218 | 5.0253 | 3.9243
2021-07-14 | 18386.4 | 441.274 | 8.518 | calibrated (EIA-923 burn / ERCOT MWh) | 1.0211 | 3758640 | 3680.9 | 3.6809 | 4.7192 | 3.1946
2021-07-15 | 20214.8 | 485.156 | 8.518 | calibrated (EIA-923 burn / ERCOT MWh) | 1.0211 | 4132413 | 4047 | 4.047 | 4.464 | 3.5122
2021-07-16 | 23742.8 | 569.827 | 8.518 | calibrated (EIA-923 burn / ERCOT MWh) | 1.0211 | 4853616 | 4753.3 | 4.7533 | 4.5223 | 4.1252
2021-07-17 | 24393.1 | 585.434 | 8.518 | calibrated (EIA-923 burn / ERCOT MWh) | 1.0211 | 4986551 | 4883.5 | 4.8835 | 4.5976 | 4.2382
2021-07-18 | 28617.8 | 686.826 | 8.518 | calibrated (EIA-923 burn / ERCOT MWh) | 1.0211 | 5850178 | 5729.2 | 5.7292 | 4.7189 | 4.9722
2021-07-19 | 29834 | 716.017 | 8.518 | calibrated (EIA-923 burn / ERCOT MWh) | 1.0211 | 6098818 | 5972.7 | 5.9727 | 4.7983 | 5.1835
2021-07-20 | 28710.2 | 689.046 | 8.518 | calibrated (EIA-923 burn / ERCOT MWh) | 1.0211 | 5869087 | 5747.7 | 5.7477 | 4.9735 | 4.9883
2021-07-21 | 28807.2 | 691.373 | 8.518 | calibrated (EIA-923 burn / ERCOT MWh) | 1.0211 | 5888908 | 5767.2 | 5.7672 | 5.2715 | 5.0051
2021-07-22 | 24454 | 586.896 | 8.518 | calibrated (EIA-923 burn / ERCOT MWh) | 1.0211 | 4999004 | 4895.7 | 4.8957 | 5.3927 | 4.2488
2021-07-23 | 22108.1 | 530.594 | 8.518 | calibrated (EIA-923 burn / ERCOT MWh) | 1.0211 | 4519441 | 4426 | 4.426 | 5.346 | 3.8412
2021-07-24 | 25395.4 | 609.49 | 8.518 | calibrated (EIA-923 burn / ERCOT MWh) | 1.0211 | 5191453 | 5084.1 | 5.0841 | 5.3747 | 4.4123
2021-07-25 | 27560.6 | 661.455 | 8.518 | calibrated (EIA-923 burn / ERCOT MWh) | 1.0211 | 5634075 | 5517.6 | 5.5176 | 5.3444 | 4.7885
2021-07-26 | 32503.6 | 780.087 | 8.518 | calibrated (EIA-923 burn / ERCOT MWh) | 1.0211 | 6644547 | 6507.2 | 6.5072 | 5.4208 | 5.6473
2021-07-27 | 34702.4 | 832.858 | 8.518 | calibrated (EIA-923 burn / ERCOT MWh) | 1.0211 | 7094035 | 6947.4 | 6.9474 | 5.5922 | 6.0294
2021-07-28 | 32917.7 | 790.025 | 8.518 | calibrated (EIA-923 burn / ERCOT MWh) | 1.0211 | 6729196 | 6590.1 | 6.5901 | 5.7097 | 5.7193
2021-07-29 | 35216.8 | 845.202 | 8.518 | calibrated (EIA-923 burn / ERCOT MWh) | 1.0211 | 7199177 | 7050.3 | 7.0503 | 6.0175 | 6.1187
2021-07-30 | 33909.3 | 813.824 | 8.518 | calibrated (EIA-923 burn / ERCOT MWh) | 1.0211 | 6931909 | 6788.6 | 6.7886 | 6.355 | 5.8916
2021-07-31 | 30644.7 | 735.473 | 8.518 | calibrated (EIA-923 burn / ERCOT MWh) | 1.0211 | 6264539 | 6135 | 6.135 | 6.5052 | 5.3244
2021-08-01 | 28357 | 680.569 | 8.496 | calibrated (EIA-923 burn / ERCOT MWh) | 1.0195 | 5782289 | 5671.9 | 5.6719 | 6.5272 | 4.9269
2021-08-02 | 28423 | 682.152 | 8.496 | calibrated (EIA-923 burn / ERCOT MWh) | 1.0195 | 5795738 | 5685.1 | 5.6851 | 6.4098 | 4.9384
2021-08-03 | 31570.3 | 757.688 | 8.496 | calibrated (EIA-923 burn / ERCOT MWh) | 1.0195 | 6437512 | 6314.6 | 6.3146 | 6.3194 | 5.4852
2021-08-04 | 31724.5 | 761.389 | 8.496 | calibrated (EIA-923 burn / ERCOT MWh) | 1.0195 | 6468956 | 6345.4 | 6.3454 | 6.2844 | 5.512
2021-08-05 | 28667.9 | 688.029 | 8.496 | calibrated (EIA-923 burn / ERCOT MWh) | 1.0195 | 5845671 | 5734 | 5.734 | 6.0964 | 4.9809
2021-08-06 | 25947.5 | 622.74 | 8.496 | calibrated (EIA-923 burn / ERCOT MWh) | 1.0195 | 5290959 | 5189.9 | 5.1899 | 5.868 | 4.5083
2021-08-07 | 19081.1 | 457.947 | 8.496 | calibrated (EIA-923 burn / ERCOT MWh) | 1.0195 | 3890835 | 3816.5 | 3.8165 | 5.5368 | 3.3153
2021-08-08 | 20752.5 | 498.061 | 8.496 | calibrated (EIA-923 burn / ERCOT MWh) | 1.0195 | 4231654 | 4150.8 | 4.1508 | 5.3195 | 3.6057
2021-08-09 | 22550.3 | 541.208 | 8.496 | calibrated (EIA-923 burn / ERCOT MWh) | 1.0195 | 4598242 | 4510.4 | 4.5104 | 5.1517 | 3.918
2021-08-10 | 22235.9 | 533.661 | 8.496 | calibrated (EIA-923 burn / ERCOT MWh) | 1.0195 | 4534121 | 4447.5 | 4.4475 | 4.885 | 3.8634
2021-08-11 | 23828.5 | 571.885 | 8.496 | calibrated (EIA-923 burn / ERCOT MWh) | 1.0195 | 4858882 | 4766.1 | 4.7661 | 4.6593 | 4.1401
2021-08-12 | 26494.6 | 635.871 | 8.496 | calibrated (EIA-923 burn / ERCOT MWh) | 1.0195 | 5402523 | 5299.3 | 5.2993 | 4.5972 | 4.6033
2021-08-13 | 30500.6 | 732.015 | 8.496 | calibrated (EIA-923 burn / ERCOT MWh) | 1.0195 | 6219387 | 6100.6 | 6.1006 | 4.7273 | 5.2993
2021-08-14 | 29689.8 | 712.556 | 8.496 | calibrated (EIA-923 burn / ERCOT MWh) | 1.0195 | 6054058 | 5938.4 | 5.9384 | 5.0305 | 5.1585
2021-08-15 | 28883.8 | 693.211 | 8.496 | calibrated (EIA-923 burn / ERCOT MWh) | 1.0195 | 5889698 | 5777.2 | 5.7772 | 5.2628 | 5.0184
2021-08-16 | 29568.4 | 709.641 | 8.496 | calibrated (EIA-923 burn / ERCOT MWh) | 1.0195 | 6029292 | 5914.1 | 5.9141 | 5.4633 | 5.1374
2021-08-17 | 30019.1 | 720.459 | 8.496 | calibrated (EIA-923 burn / ERCOT MWh) | 1.0195 | 6121204 | 6004.3 | 6.0043 | 5.6857 | 5.2157
2021-08-18 | 25055.1 | 601.322 | 8.496 | calibrated (EIA-923 burn / ERCOT MWh) | 1.0195 | 5108986 | 5011.4 | 5.0114 | 5.7208 | 4.3532
2021-08-19 | 25412.9 | 609.909 | 8.496 | calibrated (EIA-923 burn / ERCOT MWh) | 1.0195 | 5181943 | 5083 | 5.083 | 5.6899 | 4.4154
2021-08-20 | 25951 | 622.825 | 8.496 | calibrated (EIA-923 burn / ERCOT MWh) | 1.0195 | 5291681 | 5190.6 | 5.1906 | 5.5599 | 4.5089
2021-08-21 | 26234.6 | 629.63 | 8.496 | calibrated (EIA-923 burn / ERCOT MWh) | 1.0195 | 5349498 | 5247.3 | 5.2473 | 5.4611 | 4.5581
2021-08-22 | 24053.1 | 577.274 | 8.496 | calibrated (EIA-923 burn / ERCOT MWh) | 1.0195 | 4904668 | 4811 | 4.811 | 5.3231 | 4.1791
2021-08-23 | 25466.6 | 611.199 | 8.496 | calibrated (EIA-923 burn / ERCOT MWh) | 1.0195 | 5192903 | 5093.7 | 5.0937 | 5.2059 | 4.4247
2021-08-24 | 27328.9 | 655.894 | 8.496 | calibrated (EIA-923 burn / ERCOT MWh) | 1.0195 | 5572644 | 5466.2 | 5.4662 | 5.129 | 4.7483
2021-08-25 | 30250.8 | 726.018 | 8.496 | calibrated (EIA-923 burn / ERCOT MWh) | 1.0195 | 6168435 | 6050.6 | 6.0506 | 5.2775 | 5.2559
2021-08-26 | 33059.3 | 793.423 | 8.496 | calibrated (EIA-923 burn / ERCOT MWh) | 1.0195 | 6741125 | 6612.4 | 6.6124 | 5.496 | 5.7439
2021-08-27 | 30547.6 | 733.143 | 8.496 | calibrated (EIA-923 burn / ERCOT MWh) | 1.0195 | 6228971 | 6110 | 6.11 | 5.6273 | 5.3075
2021-08-28 | 26814.9 | 643.557 | 8.496 | calibrated (EIA-923 burn / ERCOT MWh) | 1.0195 | 5467825 | 5363.4 | 5.3634 | 5.6439 | 4.659
2021-08-29 | 29529.3 | 708.703 | 8.496 | calibrated (EIA-923 burn / ERCOT MWh) | 1.0195 | 6021322 | 5906.3 | 5.9063 | 5.8004 | 5.1306
2021-08-30 | 35005.7 | 840.136 | 8.496 | calibrated (EIA-923 burn / ERCOT MWh) | 1.0195 | 7138011 | 7001.7 | 7.0017 | 6.073 | 6.0821
2021-08-31 | 33356.9 | 800.566 | 8.496 | calibrated (EIA-923 burn / ERCOT MWh) | 1.0195 | 6801814 | 6671.9 | 6.6719 | 6.2452 | 5.7956
2021-09-01 | 29110 | 698.639 | 8.491 | calibrated (EIA-923 burn / ERCOT MWh) | 1.02 | 5932222 | 5816.2 | 5.8162 | 6.2117 | 5.0577
2021-09-02 | 28965.9 | 695.182 | 8.491 | calibrated (EIA-923 burn / ERCOT MWh) | 1.02 | 5902868 | 5787.4 | 5.7874 | 6.0938 | 5.0327
2021-09-03 | 27725.1 | 665.402 | 8.491 | calibrated (EIA-923 burn / ERCOT MWh) | 1.02 | 5650003 | 5539.5 | 5.5395 | 6.0123 | 4.8171
2021-09-04 | 28082.8 | 673.988 | 8.491 | calibrated (EIA-923 burn / ERCOT MWh) | 1.02 | 5722908 | 5610.9 | 5.6109 | 6.0477 | 4.8793
2021-09-05 | 31150.7 | 747.616 | 8.491 | calibrated (EIA-923 burn / ERCOT MWh) | 1.02 | 6348091 | 6223.9 | 6.2239 | 6.0931 | 5.4123
2021-09-06 | 31485.3 | 755.647 | 8.491 | calibrated (EIA-923 burn / ERCOT MWh) | 1.02 | 6416284 | 6290.8 | 6.2908 | 5.9915 | 5.4704
2021-09-07 | 29950.1 | 718.803 | 8.491 | calibrated (EIA-923 burn / ERCOT MWh) | 1.02 | 6103437 | 5984 | 5.984 | 5.8932 | 5.2037
2021-09-08 | 29347.1 | 704.331 | 8.491 | calibrated (EIA-923 burn / ERCOT MWh) | 1.02 | 5980554 | 5863.6 | 5.8636 | 5.9 | 5.0989
2021-09-09 | 27160.3 | 651.848 | 8.491 | calibrated (EIA-923 burn / ERCOT MWh) | 1.02 | 5534915 | 5426.6 | 5.4266 | 5.8485 | 4.719
2021-09-10 | 20680.5 | 496.332 | 8.491 | calibrated (EIA-923 burn / ERCOT MWh) | 1.02 | 4214411 | 4132 | 4.132 | 5.6474 | 3.5931
2021-09-11 | 18176.3 | 436.232 | 8.491 | calibrated (EIA-923 burn / ERCOT MWh) | 1.02 | 3704095 | 3631.6 | 3.6316 | 5.3646 | 3.1581
2021-09-12 | 20192.2 | 484.613 | 8.491 | calibrated (EIA-923 burn / ERCOT MWh) | 1.02 | 4114903 | 4034.4 | 4.0344 | 5.0519 | 3.5083
2021-09-13 | 21204.8 | 508.914 | 8.491 | calibrated (EIA-923 burn / ERCOT MWh) | 1.02 | 4321246 | 4236.7 | 4.2367 | 4.7584 | 3.6842
2021-09-14 | 20911 | 501.865 | 8.491 | calibrated (EIA-923 burn / ERCOT MWh) | 1.02 | 4261392 | 4178 | 4.178 | 4.5004 | 3.6332
2021-09-15 | 25036.4 | 600.874 | 8.491 | calibrated (EIA-923 burn / ERCOT MWh) | 1.02 | 5102089 | 5002.3 | 5.0023 | 4.3774 | 4.35
2021-09-16 | 23457.3 | 562.976 | 8.491 | calibrated (EIA-923 burn / ERCOT MWh) | 1.02 | 4780292 | 4686.8 | 4.6868 | 4.2717 | 4.0756
2021-09-17 | 25040.2 | 600.965 | 8.491 | calibrated (EIA-923 burn / ERCOT MWh) | 1.02 | 5102861 | 5003 | 5.003 | 4.3961 | 4.3506
2021-09-18 | 28850.3 | 692.408 | 8.491 | calibrated (EIA-923 burn / ERCOT MWh) | 1.02 | 5879314 | 5764.3 | 5.7643 | 4.7008 | 5.0126
2021-09-19 | 27217.3 | 653.215 | 8.491 | calibrated (EIA-923 burn / ERCOT MWh) | 1.02 | 5546522 | 5438 | 5.438 | 4.9013 | 4.7289
2021-09-20 | 24555.8 | 589.338 | 8.491 | calibrated (EIA-923 burn / ERCOT MWh) | 1.02 | 5004135 | 4906.2 | 4.9062 | 4.997 | 4.2664
2021-09-21 | 22014.4 | 528.345 | 8.491 | calibrated (EIA-923 burn / ERCOT MWh) | 1.02 | 4486237 | 4398.5 | 4.3985 | 5.0284 | 3.8249
2021-09-22 | 21561.2 | 517.47 | 8.491 | calibrated (EIA-923 burn / ERCOT MWh) | 1.02 | 4393896 | 4307.9 | 4.3079 | 4.9293 | 3.7462
2021-09-23 | 15677 | 376.247 | 8.491 | calibrated (EIA-923 burn / ERCOT MWh) | 1.02 | 3194756 | 3132.3 | 3.1323 | 4.7072 | 2.7238
2021-09-24 | 17092.7 | 410.225 | 8.491 | calibrated (EIA-923 burn / ERCOT MWh) | 1.02 | 3483267 | 3415.1 | 3.4151 | 4.4803 | 2.9698
2021-09-25 | 19665.9 | 471.981 | 8.491 | calibrated (EIA-923 burn / ERCOT MWh) | 1.02 | 4007644 | 3929.2 | 3.9292 | 4.2182 | 3.4169
2021-09-26 | 16437.3 | 394.496 | 8.491 | calibrated (EIA-923 burn / ERCOT MWh) | 1.02 | 3349710 | 3284.2 | 3.2842 | 3.9105 | 2.8559
2021-09-27 | 21564.8 | 517.555 | 8.491 | calibrated (EIA-923 burn / ERCOT MWh) | 1.02 | 4394618 | 4308.6 | 4.3086 | 3.8251 | 3.7468
2021-09-28 | 22085.8 | 530.06 | 8.491 | calibrated (EIA-923 burn / ERCOT MWh) | 1.02 | 4500799 | 4412.7 | 4.4127 | 3.8272 | 3.8373
2021-09-29 | 20099.1 | 482.378 | 8.491 | calibrated (EIA-923 burn / ERCOT MWh) | 1.02 | 4095926 | 4015.8 | 4.0158 | 3.7854 | 3.4921
2021-09-30 | 21789.5 | 522.949 | 8.491 | calibrated (EIA-923 burn / ERCOT MWh) | 1.02 | 4440419 | 4353.5 | 4.3535 | 3.9599 | 3.7858
2021-10-01 | 24715.3 | 593.168 | 8.565 | calibrated (EIA-923 burn / ERCOT MWh) | 1.0197 | 5080729 | 4982.4 | 4.9824 | 4.1838 | 4.2942
2021-10-02 | 25604.5 | 614.507 | 8.565 | calibrated (EIA-923 burn / ERCOT MWh) | 1.0197 | 5263506 | 5161.7 | 5.1617 | 4.3599 | 4.4487
2021-10-03 | 26516.9 | 636.405 | 8.565 | calibrated (EIA-923 burn / ERCOT MWh) | 1.0197 | 5451071 | 5345.6 | 5.3456 | 4.6544 | 4.6072
2021-10-04 | 27034.5 | 648.829 | 8.565 | calibrated (EIA-923 burn / ERCOT MWh) | 1.0197 | 5557488 | 5450 | 5.45 | 4.8174 | 4.6971
2021-10-05 | 22881.6 | 549.159 | 8.565 | calibrated (EIA-923 burn / ERCOT MWh) | 1.0197 | 4703773 | 4612.8 | 4.6128 | 4.846 | 3.9756
2021-10-06 | 22198.4 | 532.762 | 8.565 | calibrated (EIA-923 burn / ERCOT MWh) | 1.0197 | 4563326 | 4475 | 4.475 | 4.9116 | 3.8569
2021-10-07 | 18975.9 | 455.422 | 8.565 | calibrated (EIA-923 burn / ERCOT MWh) | 1.0197 | 3900877 | 3825.4 | 3.8254 | 4.8361 | 3.297
2021-10-08 | 18468.8 | 443.252 | 8.565 | calibrated (EIA-923 burn / ERCOT MWh) | 1.0197 | 3796636 | 3723.2 | 3.7232 | 4.6562 | 3.2089
2021-10-09 | 16702.5 | 400.86 | 8.565 | calibrated (EIA-923 burn / ERCOT MWh) | 1.0197 | 3433531 | 3367.1 | 3.3671 | 4.3999 | 2.902
2021-10-10 | 16316.1 | 391.586 | 8.565 | calibrated (EIA-923 burn / ERCOT MWh) | 1.0197 | 3354096 | 3289.2 | 3.2892 | 4.1061 | 2.8348
2021-10-11 | 22590.9 | 542.181 | 8.565 | calibrated (EIA-923 burn / ERCOT MWh) | 1.0197 | 4644004 | 4554.2 | 4.5542 | 3.9781 | 3.9251
2021-10-12 | 16077.2 | 385.853 | 8.565 | calibrated (EIA-923 burn / ERCOT MWh) | 1.0197 | 3304990 | 3241 | 3.241 | 3.7822 | 2.7933
2021-10-13 | 23615.6 | 566.775 | 8.565 | calibrated (EIA-923 burn / ERCOT MWh) | 1.0197 | 4854662 | 4760.7 | 4.7607 | 3.823 | 4.1031
2021-10-14 | 25587.1 | 614.091 | 8.565 | calibrated (EIA-923 burn / ERCOT MWh) | 1.0197 | 5259943 | 5158.2 | 5.1582 | 4.0134 | 4.4456
2021-10-15 | 21029.8 | 504.714 | 8.565 | calibrated (EIA-923 burn / ERCOT MWh) | 1.0197 | 4323084 | 4239.4 | 4.2394 | 4.0871 | 3.6538
2021-10-16 | 17478.7 | 419.489 | 8.565 | calibrated (EIA-923 burn / ERCOT MWh) | 1.0197 | 3593096 | 3523.6 | 3.5236 | 4.1095 | 3.0368
2021-10-17 | 15243.9 | 365.854 | 8.565 | calibrated (EIA-923 burn / ERCOT MWh) | 1.0197 | 3133690 | 3073.1 | 3.0731 | 4.0786 | 2.6486
2021-10-18 | 11325.5 | 271.812 | 8.565 | calibrated (EIA-923 burn / ERCOT MWh) | 1.0197 | 2328182 | 2283.1 | 2.2831 | 3.7542 | 1.9678
2021-10-19 | 12468.3 | 299.239 | 8.565 | calibrated (EIA-923 burn / ERCOT MWh) | 1.0197 | 2563105 | 2513.5 | 2.5135 | 3.6502 | 2.1663
2021-10-20 | 21517.2 | 516.413 | 8.565 | calibrated (EIA-923 burn / ERCOT MWh) | 1.0197 | 4423290 | 4337.7 | 4.3377 | 3.5898 | 3.7385
2021-10-21 | 25502.2 | 612.054 | 8.565 | calibrated (EIA-923 burn / ERCOT MWh) | 1.0197 | 5242495 | 5141.1 | 5.1411 | 3.5874 | 4.4309
2021-10-22 | 21108.5 | 506.603 | 8.565 | calibrated (EIA-923 burn / ERCOT MWh) | 1.0197 | 4339264 | 4255.3 | 4.2553 | 3.5896 | 3.6675
2021-10-23 | 14699.4 | 352.785 | 8.565 | calibrated (EIA-923 burn / ERCOT MWh) | 1.0197 | 3021749 | 2963.3 | 2.9633 | 3.5096 | 2.5539
2021-10-24 | 19399.2 | 465.582 | 8.565 | calibrated (EIA-923 burn / ERCOT MWh) | 1.0197 | 3987902 | 3910.7 | 3.9107 | 3.6293 | 3.3705
2021-10-25 | 25199.7 | 604.793 | 8.565 | calibrated (EIA-923 burn / ERCOT MWh) | 1.0197 | 5180301 | 5080.1 | 5.0801 | 4.0288 | 4.3783
2021-10-26 | 15361.7 | 368.681 | 8.565 | calibrated (EIA-923 burn / ERCOT MWh) | 1.0197 | 3157905 | 3096.8 | 3.0968 | 4.1121 | 2.669
2021-10-27 | 11302.6 | 271.263 | 8.565 | calibrated (EIA-923 burn / ERCOT MWh) | 1.0197 | 2323479 | 2278.5 | 2.2785 | 3.818 | 1.9638
2021-10-28 | 8558 | 205.392 | 8.565 | calibrated (EIA-923 burn / ERCOT MWh) | 1.0197 | 1759267 | 1725.2 | 1.7252 | 3.33 | 1.4869
2021-10-29 | 11257.9 | 270.189 | 8.565 | calibrated (EIA-923 burn / ERCOT MWh) | 1.0197 | 2314280 | 2269.5 | 2.2695 | 3.0463 | 1.956
2021-10-30 | 16232.5 | 389.579 | 8.565 | calibrated (EIA-923 burn / ERCOT MWh) | 1.0197 | 3336905 | 3272.3 | 3.2723 | 3.0905 | 2.8203
2021-10-31 | 11554.6 | 277.311 | 8.565 | calibrated (EIA-923 burn / ERCOT MWh) | 1.0197 | 2375283 | 2329.3 | 2.3293 | 2.8645 | 2.0076
2021-11-01 | 19630.5 | 471.133 | 8.837 | calibrated (EIA-923 burn / ERCOT MWh) | 1.0185 | 4163309 | 4087.5 | 4.0875 | 2.7227 | 3.4107
2021-11-02 | 19758.1 | 474.195 | 8.837 | calibrated (EIA-923 burn / ERCOT MWh) | 1.0185 | 4190367 | 4114.1 | 4.1141 | 2.8681 | 3.4329
2021-11-03 | 21023 | 504.552 | 8.837 | calibrated (EIA-923 burn / ERCOT MWh) | 1.0185 | 4458626 | 4377.4 | 4.3774 | 3.1679 | 3.6526
2021-11-04 | 22149.2 | 531.58 | 8.837 | calibrated (EIA-923 burn / ERCOT MWh) | 1.0185 | 4697467 | 4611.9 | 4.6119 | 3.5803 | 3.8483
2021-11-05 | 18208 | 436.991 | 8.837 | calibrated (EIA-923 burn / ERCOT MWh) | 1.0185 | 3861603 | 3791.3 | 3.7913 | 3.7977 | 3.1635
2021-11-06 | 14376.6 | 345.038 | 8.837 | calibrated (EIA-923 burn / ERCOT MWh) | 1.0185 | 3049032 | 2993.5 | 2.9935 | 3.7579 | 2.4979
2021-11-07 | 9091.3 | 218.191 | 8.837 | calibrated (EIA-923 burn / ERCOT MWh) | 1.0185 | 1928110 | 1893 | 1.893 | 3.6955 | 1.5796
2021-11-08 | 9650 | 231.6 | 8.837 | calibrated (EIA-923 burn / ERCOT MWh) | 1.0185 | 2046603 | 2009.3 | 2.0093 | 3.3986 | 1.6766
2021-11-09 | 14471.5 | 347.315 | 8.837 | calibrated (EIA-923 burn / ERCOT MWh) | 1.0185 | 3069154 | 3013.3 | 3.0133 | 3.2414 | 2.5143
2021-11-10 | 10645.5 | 255.492 | 8.837 | calibrated (EIA-923 burn / ERCOT MWh) | 1.0185 | 2257732 | 2216.6 | 2.2166 | 2.9327 | 1.8496
2021-11-11 | 18361.6 | 440.678 | 8.837 | calibrated (EIA-923 burn / ERCOT MWh) | 1.0185 | 3894184 | 3823.3 | 3.8233 | 2.82 | 3.1902
2021-11-12 | 14459.1 | 347.018 | 8.837 | calibrated (EIA-923 burn / ERCOT MWh) | 1.0185 | 3066529 | 3010.7 | 3.0107 | 2.7085 | 2.5122
2021-11-13 | 13435.7 | 322.456 | 8.837 | calibrated (EIA-923 burn / ERCOT MWh) | 1.0185 | 2849480 | 2797.6 | 2.7976 | 2.6805 | 2.3344
2021-11-14 | 14597.8 | 350.347 | 8.837 | calibrated (EIA-923 burn / ERCOT MWh) | 1.0185 | 3095947 | 3039.6 | 3.0396 | 2.8443 | 2.5363
2021-11-15 | 16043.1 | 385.034 | 8.837 | calibrated (EIA-923 burn / ERCOT MWh) | 1.0185 | 3402469 | 3340.5 | 3.3405 | 3.0345 | 2.7874
2021-11-16 | 7549.4 | 181.185 | 8.837 | calibrated (EIA-923 burn / ERCOT MWh) | 1.0185 | 1601096 | 1571.9 | 1.5719 | 2.8286 | 1.3117
2021-11-17 | 8567.9 | 205.629 | 8.837 | calibrated (EIA-923 burn / ERCOT MWh) | 1.0185 | 1817103 | 1784 | 1.784 | 2.7668 | 1.4886
2021-11-18 | 12590.1 | 302.162 | 8.837 | calibrated (EIA-923 burn / ERCOT MWh) | 1.0185 | 2670145 | 2621.5 | 2.6215 | 2.5951 | 2.1875
2021-11-19 | 11598.1 | 278.355 | 8.837 | calibrated (EIA-923 burn / ERCOT MWh) | 1.0185 | 2459768 | 2415 | 2.415 | 2.51 | 2.0151
2021-11-20 | 8898.5 | 213.565 | 8.837 | calibrated (EIA-923 burn / ERCOT MWh) | 1.0185 | 1887231 | 1852.9 | 1.8529 | 2.3751 | 1.5461
2021-11-21 | 10197 | 244.728 | 8.837 | calibrated (EIA-923 burn / ERCOT MWh) | 1.0185 | 2162613 | 2123.2 | 2.1232 | 2.2442 | 1.7717
2021-11-22 | 16961.9 | 407.085 | 8.837 | calibrated (EIA-923 burn / ERCOT MWh) | 1.0185 | 3597329 | 3531.8 | 3.5318 | 2.2715 | 2.947
2021-11-23 | 8503.2 | 204.076 | 8.837 | calibrated (EIA-923 burn / ERCOT MWh) | 1.0185 | 1803379 | 1770.5 | 1.7705 | 2.2999 | 1.4774
2021-11-24 | 8377.9 | 201.069 | 8.837 | calibrated (EIA-923 burn / ERCOT MWh) | 1.0185 | 1776807 | 1744.5 | 1.7445 | 2.2942 | 1.4556
2021-11-25 | 8061 | 193.464 | 8.837 | calibrated (EIA-923 burn / ERCOT MWh) | 1.0185 | 1709603 | 1678.5 | 1.6785 | 2.1595 | 1.4006
2021-11-26 | 14252 | 342.047 | 8.837 | calibrated (EIA-923 burn / ERCOT MWh) | 1.0185 | 3022601 | 2967.6 | 2.9676 | 2.2384 | 2.4762
2021-11-27 | 16090.2 | 386.165 | 8.837 | calibrated (EIA-923 burn / ERCOT MWh) | 1.0185 | 3412463 | 3350.3 | 3.3503 | 2.4523 | 2.7956
2021-11-28 | 14772.2 | 354.533 | 8.837 | calibrated (EIA-923 burn / ERCOT MWh) | 1.0185 | 3132938 | 3075.9 | 3.0759 | 2.5884 | 2.5666
2021-11-29 | 14595.7 | 350.296 | 8.837 | calibrated (EIA-923 burn / ERCOT MWh) | 1.0185 | 3095496 | 3039.1 | 3.0391 | 2.518 | 2.5359
2021-11-30 | 12717.7 | 305.224 | 8.837 | calibrated (EIA-923 burn / ERCOT MWh) | 1.0185 | 2697204 | 2648.1 | 2.6481 | 2.6434 | 2.2096
2021-12-01 | 18391.4 | 441.394 | 8.961 | calibrated (EIA-923 burn / ERCOT MWh) | 1.0195 | 3955499 | 3879.8 | 3.8798 | 2.9485 | 3.1954
2021-12-02 | 17991 | 431.784 | 8.961 | calibrated (EIA-923 burn / ERCOT MWh) | 1.0195 | 3869380 | 3795.4 | 3.7954 | 3.2509 | 3.1258
2021-12-03 | 13583.9 | 326.013 | 8.961 | calibrated (EIA-923 burn / ERCOT MWh) | 1.0195 | 2921526 | 2865.6 | 2.8656 | 3.2363 | 2.3601
2021-12-04 | 16210.3 | 389.048 | 8.961 | calibrated (EIA-923 burn / ERCOT MWh) | 1.0195 | 3486407 | 3419.7 | 3.4197 | 3.2462 | 2.8165
2021-12-05 | 9177.9 | 220.27 | 8.961 | calibrated (EIA-923 burn / ERCOT MWh) | 1.0195 | 1973923 | 1936.2 | 1.9362 | 3.0834 | 1.5946
2021-12-06 | 13226.8 | 317.442 | 8.961 | calibrated (EIA-923 burn / ERCOT MWh) | 1.0195 | 2844718 | 2790.3 | 2.7903 | 3.0479 | 2.2981
2021-12-07 | 18304.6 | 439.311 | 8.961 | calibrated (EIA-923 burn / ERCOT MWh) | 1.0195 | 3936833 | 3861.5 | 3.8615 | 3.2212 | 3.1803
2021-12-08 | 18840.7 | 452.176 | 8.961 | calibrated (EIA-923 burn / ERCOT MWh) | 1.0195 | 4052121 | 3974.6 | 3.9746 | 3.2348 | 3.2735
2021-12-09 | 10778.4 | 258.681 | 8.961 | calibrated (EIA-923 burn / ERCOT MWh) | 1.0195 | 2318139 | 2273.8 | 2.2738 | 3.0174 | 1.8727
2021-12-10 | 9934.6 | 238.431 | 8.961 | calibrated (EIA-923 burn / ERCOT MWh) | 1.0195 | 2136671 | 2095.8 | 2.0958 | 2.9074 | 1.7261
2021-12-11 | 12156.4 | 291.753 | 8.961 | calibrated (EIA-923 burn / ERCOT MWh) | 1.0195 | 2614509 | 2564.5 | 2.5645 | 2.7852 | 2.1121
2021-12-12 | 10367 | 248.809 | 8.961 | calibrated (EIA-923 burn / ERCOT MWh) | 1.0195 | 2229672 | 2187 | 2.187 | 2.8211 | 1.8012
2021-12-13 | 12487.4 | 299.698 | 8.961 | calibrated (EIA-923 burn / ERCOT MWh) | 1.0195 | 2685707 | 2634.3 | 2.6343 | 2.7988 | 2.1696
2021-12-14 | 9424.2 | 226.182 | 8.961 | calibrated (EIA-923 burn / ERCOT MWh) | 1.0195 | 2026903 | 1988.1 | 1.9881 | 2.5312 | 1.6374
2021-12-15 | 9068.2 | 217.636 | 8.961 | calibrated (EIA-923 burn / ERCOT MWh) | 1.0195 | 1950319 | 1913 | 1.913 | 2.2367 | 1.5756
2021-12-16 | 17562.4 | 421.498 | 8.961 | calibrated (EIA-923 burn / ERCOT MWh) | 1.0195 | 3777203 | 3704.9 | 3.7049 | 2.4411 | 3.0514
2021-12-17 | 14996 | 359.903 | 8.961 | calibrated (EIA-923 burn / ERCOT MWh) | 1.0195 | 3225227 | 3163.5 | 3.1635 | 2.5936 | 2.6055
2021-12-18 | 9638.8 | 231.331 | 8.961 | calibrated (EIA-923 burn / ERCOT MWh) | 1.0195 | 2073045 | 2033.4 | 2.0334 | 2.5178 | 1.6747
2021-12-19 | 19333 | 463.992 | 8.961 | calibrated (EIA-923 burn / ERCOT MWh) | 1.0195 | 4158008 | 4078.5 | 4.0785 | 2.788 | 3.359
2021-12-20 | 21961.5 | 527.075 | 8.961 | calibrated (EIA-923 burn / ERCOT MWh) | 1.0195 | 4723319 | 4633 | 4.633 | 3.0735 | 3.8157
2021-12-21 | 21683.5 | 520.404 | 8.961 | calibrated (EIA-923 burn / ERCOT MWh) | 1.0195 | 4663538 | 4574.3 | 4.5743 | 3.4429 | 3.7674
2021-12-22 | 18598.2 | 446.357 | 8.961 | calibrated (EIA-923 burn / ERCOT MWh) | 1.0195 | 3999974 | 3923.5 | 3.9235 | 3.7301 | 3.2313
2021-12-23 | 6658.5 | 159.803 | 8.961 | calibrated (EIA-923 burn / ERCOT MWh) | 1.0195 | 1432055 | 1404.7 | 1.4047 | 3.4015 | 1.1569
2021-12-24 | 4578.4 | 109.882 | 8.961 | calibrated (EIA-923 burn / ERCOT MWh) | 1.0195 | 984694 | 965.9 | 0.9659 | 3.0876 | 0.7955
2021-12-25 | 10320.3 | 247.687 | 8.961 | calibrated (EIA-923 burn / ERCOT MWh) | 1.0195 | 2219617 | 2177.2 | 2.1772 | 3.1081 | 1.7931
2021-12-26 | 6329.8 | 151.915 | 8.961 | calibrated (EIA-923 burn / ERCOT MWh) | 1.0195 | 1361368 | 1335.3 | 1.3353 | 2.7162 | 1.0998
2021-12-27 | 13204.7 | 316.912 | 8.961 | calibrated (EIA-923 burn / ERCOT MWh) | 1.0195 | 2839969 | 2785.6 | 2.7856 | 2.4523 | 2.2942
2021-12-28 | 11946.8 | 286.724 | 8.961 | calibrated (EIA-923 burn / ERCOT MWh) | 1.0195 | 2569443 | 2520.3 | 2.5203 | 2.1589 | 2.0757
2021-12-29 | 14608.7 | 350.609 | 8.961 | calibrated (EIA-923 burn / ERCOT MWh) | 1.0195 | 3141940 | 3081.8 | 3.0818 | 2.0387 | 2.5382
2021-12-30 | 14999.2 | 359.981 | 8.961 | calibrated (EIA-923 burn / ERCOT MWh) | 1.0195 | 3225926 | 3164.2 | 3.1642 | 2.29 | 2.606
2021-12-31 | 11705 | 280.921 | 8.961 | calibrated (EIA-923 burn / ERCOT MWh) | 1.0195 | 2517440 | 2469.3 | 2.4693 | 2.5048 | 2.0337
2022-01-01 | 8791.8 | 211.003 | 8.398 | calibrated (EIA-923 burn / ERCOT MWh) | 1.019 | 1771940 | 1738.9 | 1.7389 | 2.4422 | 1.5275
2022-01-02 | 20221.2 | 485.309 | 8.398 | calibrated (EIA-923 burn / ERCOT MWh) | 1.019 | 4075480 | 3999.6 | 3.9996 | 2.8228 | 3.5133
2022-01-03 | 24058.1 | 577.394 | 8.398 | calibrated (EIA-923 burn / ERCOT MWh) | 1.019 | 4848782 | 4758.5 | 4.7585 | 3.1047 | 4.18
2022-01-04 | 13236.9 | 317.686 | 8.398 | calibrated (EIA-923 burn / ERCOT MWh) | 1.019 | 2667832 | 2618.2 | 2.6182 | 3.1186 | 2.2999
2022-01-05 | 14886.7 | 357.28 | 8.398 | calibrated (EIA-923 burn / ERCOT MWh) | 1.019 | 3000331 | 2944.5 | 2.9445 | 3.099 | 2.5865
2022-01-06 | 16396.3 | 393.511 | 8.398 | calibrated (EIA-923 burn / ERCOT MWh) | 1.019 | 3304588 | 3243.1 | 3.2431 | 3.1103 | 2.8488
2022-01-07 | 20593.9 | 494.253 | 8.398 | calibrated (EIA-923 burn / ERCOT MWh) | 1.019 | 4150589 | 4073.3 | 4.0733 | 3.3394 | 3.5781
2022-01-08 | 10012.2 | 240.294 | 8.398 | calibrated (EIA-923 burn / ERCOT MWh) | 1.019 | 2017917 | 1980.3 | 1.9803 | 3.3739 | 1.7396
2022-01-09 | 8348.5 | 200.365 | 8.398 | calibrated (EIA-923 burn / ERCOT MWh) | 1.019 | 1682605 | 1651.3 | 1.6513 | 3.0384 | 1.4505
2022-01-10 | 20727 | 497.447 | 8.398 | calibrated (EIA-923 burn / ERCOT MWh) | 1.019 | 4177411 | 4099.6 | 4.0996 | 2.9443 | 3.6012
2022-01-11 | 20200.9 | 484.821 | 8.398 | calibrated (EIA-923 burn / ERCOT MWh) | 1.019 | 4071382 | 3995.6 | 3.9956 | 3.1411 | 3.5098
2022-01-12 | 20526.7 | 492.641 | 8.398 | calibrated (EIA-923 burn / ERCOT MWh) | 1.019 | 4137052 | 4060 | 4.06 | 3.3005 | 3.5664
2022-01-13 | 21575.9 | 517.821 | 8.398 | calibrated (EIA-923 burn / ERCOT MWh) | 1.019 | 4348506 | 4267.5 | 4.2675 | 3.4468 | 3.7487
2022-01-14 | 9695.9 | 232.702 | 8.398 | calibrated (EIA-923 burn / ERCOT MWh) | 1.019 | 1954162 | 1917.8 | 1.9178 | 3.1389 | 1.6846
2022-01-15 | 10129.7 | 243.113 | 8.398 | calibrated (EIA-923 burn / ERCOT MWh) | 1.019 | 2041590 | 2003.6 | 2.0036 | 3.1422 | 1.76
2022-01-16 | 22246.5 | 533.916 | 8.398 | calibrated (EIA-923 burn / ERCOT MWh) | 1.019 | 4483667 | 4400.2 | 4.4002 | 3.5349 | 3.8652
2022-01-17 | 19344.8 | 464.275 | 8.398 | calibrated (EIA-923 burn / ERCOT MWh) | 1.019 | 3898843 | 3826.3 | 3.8263 | 3.4958 | 3.3611
2022-01-18 | 8771 | 210.504 | 8.398 | calibrated (EIA-923 burn / ERCOT MWh) | 1.019 | 1767750 | 1734.8 | 1.7348 | 3.1729 | 1.5239
2022-01-19 | 7883.9 | 189.214 | 8.398 | calibrated (EIA-923 burn / ERCOT MWh) | 1.019 | 1588963 | 1559.4 | 1.5594 | 2.8156 | 1.3698
2022-01-20 | 21503.5 | 516.083 | 8.398 | calibrated (EIA-923 burn / ERCOT MWh) | 1.019 | 4333911 | 4253.2 | 4.2532 | 2.8136 | 3.7361
2022-01-21 | 28833.8 | 692.012 | 8.398 | calibrated (EIA-923 burn / ERCOT MWh) | 1.019 | 5811310 | 5703.1 | 5.7031 | 3.3544 | 5.0097
2022-01-22 | 28190.4 | 676.57 | 8.398 | calibrated (EIA-923 burn / ERCOT MWh) | 1.019 | 5681633 | 5575.8 | 5.5758 | 3.8647 | 4.8979
2022-01-23 | 23166.5 | 555.996 | 8.398 | calibrated (EIA-923 burn / ERCOT MWh) | 1.019 | 4669088 | 4582.2 | 4.5822 | 3.8907 | 4.0251
2022-01-24 | 20905.8 | 501.739 | 8.398 | calibrated (EIA-923 burn / ERCOT MWh) | 1.019 | 4213454 | 4135 | 4.135 | 3.9348 | 3.6323
2022-01-25 | 15722.2 | 377.333 | 8.398 | calibrated (EIA-923 burn / ERCOT MWh) | 1.019 | 3168730 | 3109.7 | 3.1097 | 4.1312 | 2.7317
2022-01-26 | 22348.5 | 536.363 | 8.398 | calibrated (EIA-923 burn / ERCOT MWh) | 1.019 | 4504216 | 4420.4 | 4.4204 | 4.5399 | 3.8829
2022-01-27 | 21628.8 | 519.09 | 8.398 | calibrated (EIA-923 burn / ERCOT MWh) | 1.019 | 4359163 | 4278 | 4.278 | 4.5435 | 3.7579
2022-01-28 | 18477.5 | 443.46 | 8.398 | calibrated (EIA-923 burn / ERCOT MWh) | 1.019 | 3724045 | 3654.7 | 3.6547 | 4.2508 | 3.2104
2022-01-29 | 17498.9 | 419.974 | 8.398 | calibrated (EIA-923 burn / ERCOT MWh) | 1.019 | 3526816 | 3461.2 | 3.4612 | 3.9487 | 3.0404
2022-01-30 | 14214.4 | 341.146 | 8.398 | calibrated (EIA-923 burn / ERCOT MWh) | 1.019 | 2864842 | 2811.5 | 2.8115 | 3.6958 | 2.4697
2022-01-31 | 14099.7 | 338.393 | 8.398 | calibrated (EIA-923 burn / ERCOT MWh) | 1.019 | 2841723 | 2788.8 | 2.7888 | 3.5035 | 2.4498
2022-02-01 | 11960.7 | 287.056 | 8.253 | calibrated (EIA-923 burn / ERCOT MWh) | 1.0199 | 2369089 | 2322.9 | 2.3229 | 3.3911 | 2.0781
2022-02-02 | 14251.4 | 342.034 | 8.253 | calibrated (EIA-923 burn / ERCOT MWh) | 1.0199 | 2822825 | 2767.8 | 2.7678 | 3.155 | 2.4761
2022-02-03 | 26010.9 | 624.262 | 8.253 | calibrated (EIA-923 burn / ERCOT MWh) | 1.0199 | 5152068 | 5051.6 | 5.0516 | 3.2655 | 4.5193
2022-02-04 | 32078.2 | 769.877 | 8.253 | calibrated (EIA-923 burn / ERCOT MWh) | 1.0199 | 6353836 | 6230 | 6.23 | 3.6334 | 5.5734
2022-02-05 | 25333.5 | 608.005 | 8.253 | calibrated (EIA-923 burn / ERCOT MWh) | 1.0199 | 5017898 | 4920.1 | 4.9201 | 3.8418 | 4.4016
2022-02-06 | 18479.8 | 443.515 | 8.253 | calibrated (EIA-923 burn / ERCOT MWh) | 1.0199 | 3660353 | 3589 | 3.589 | 3.9529 | 3.2108
2022-02-07 | 20565.1 | 493.562 | 8.253 | calibrated (EIA-923 burn / ERCOT MWh) | 1.0199 | 4073394 | 3994 | 3.994 | 4.1251 | 3.5731
2022-02-08 | 16189.8 | 388.555 | 8.253 | calibrated (EIA-923 burn / ERCOT MWh) | 1.0199 | 3206765 | 3144.3 | 3.1443 | 4.2424 | 2.8129
2022-02-09 | 20442 | 490.608 | 8.253 | calibrated (EIA-923 burn / ERCOT MWh) | 1.0199 | 4049014 | 3970.1 | 3.9701 | 4.4141 | 3.5517
2022-02-10 | 18960.8 | 455.058 | 8.253 | calibrated (EIA-923 burn / ERCOT MWh) | 1.0199 | 3755618 | 3682.4 | 3.6824 | 4.2185 | 3.2943
2022-02-11 | 9036.7 | 216.881 | 8.253 | calibrated (EIA-923 burn / ERCOT MWh) | 1.0199 | 1789931 | 1755 | 1.755 | 3.5793 | 1.5701
2022-02-12 | 11980.6 | 287.534 | 8.253 | calibrated (EIA-923 burn / ERCOT MWh) | 1.0199 | 2373034 | 2326.8 | 2.3268 | 3.2088 | 2.0816
2022-02-13 | 18936.9 | 454.486 | 8.253 | calibrated (EIA-923 burn / ERCOT MWh) | 1.0199 | 3750897 | 3677.8 | 3.6778 | 3.2215 | 3.2902
2022-02-14 | 10755.7 | 258.137 | 8.253 | calibrated (EIA-923 burn / ERCOT MWh) | 1.0199 | 2130419 | 2088.9 | 2.0889 | 2.9493 | 1.8688
2022-02-15 | 6367.5 | 152.821 | 8.253 | calibrated (EIA-923 burn / ERCOT MWh) | 1.0199 | 1261240 | 1236.7 | 1.2367 | 2.6768 | 1.1063
2022-02-16 | 5129.7 | 123.112 | 8.253 | calibrated (EIA-923 burn / ERCOT MWh) | 1.0199 | 1016050 | 996.2 | 0.9962 | 2.252 | 0.8913
2022-02-17 | 9021.5 | 216.517 | 8.253 | calibrated (EIA-923 burn / ERCOT MWh) | 1.0199 | 1786926 | 1752.1 | 1.7521 | 1.9762 | 1.5674
2022-02-18 | 22790.9 | 546.981 | 8.253 | calibrated (EIA-923 burn / ERCOT MWh) | 1.0199 | 4514264 | 4426.3 | 4.4263 | 2.3578 | 3.9598
2022-02-19 | 14763.1 | 354.315 | 8.253 | calibrated (EIA-923 burn / ERCOT MWh) | 1.0199 | 2924181 | 2867.2 | 2.8672 | 2.435 | 2.565
2022-02-20 | 5439.3 | 130.544 | 8.253 | calibrated (EIA-923 burn / ERCOT MWh) | 1.0199 | 1077387 | 1056.4 | 1.0564 | 2.0605 | 0.9451
2022-02-21 | 5833.1 | 139.995 | 8.253 | calibrated (EIA-923 burn / ERCOT MWh) | 1.0199 | 1155386 | 1132.9 | 1.1329 | 1.924 | 1.0135
2022-02-22 | 8138.2 | 195.318 | 8.253 | calibrated (EIA-923 burn / ERCOT MWh) | 1.0199 | 1611970 | 1580.5 | 1.5805 | 1.9731 | 1.414
2022-02-23 | 22714.1 | 545.139 | 8.253 | calibrated (EIA-923 burn / ERCOT MWh) | 1.0199 | 4499062 | 4411.4 | 4.4114 | 2.461 | 3.9465
2022-02-24 | 36133.9 | 867.214 | 8.253 | calibrated (EIA-923 burn / ERCOT MWh) | 1.0199 | 7157164 | 7017.6 | 7.0176 | 3.2132 | 6.2781
2022-02-25 | 31412.6 | 753.903 | 8.253 | calibrated (EIA-923 burn / ERCOT MWh) | 1.0199 | 6222002 | 6100.7 | 6.1007 | 3.4524 | 5.4578
2022-02-26 | 31054.8 | 745.316 | 8.253 | calibrated (EIA-923 burn / ERCOT MWh) | 1.0199 | 6151133 | 6031.2 | 6.0312 | 3.9044 | 5.3956
2022-02-27 | 22513.3 | 540.319 | 8.253 | calibrated (EIA-923 burn / ERCOT MWh) | 1.0199 | 4459282 | 4372.4 | 4.3724 | 4.3781 | 3.9116
2022-02-28 | 21382.3 | 513.175 | 8.253 | calibrated (EIA-923 burn / ERCOT MWh) | 1.0199 | 4235261 | 4152.7 | 4.1527 | 4.8095 | 3.7151
2022-03-01 | 19419.8 | 466.076 | 8.853 | calibrated (EIA-923 burn / ERCOT MWh) | 1.0177 | 4126037 | 4054.2 | 4.0542 | 5.1629 | 3.3741
2022-03-02 | 17300.1 | 415.203 | 8.853 | calibrated (EIA-923 burn / ERCOT MWh) | 1.0177 | 3675673 | 3611.7 | 3.6117 | 5.0486 | 3.0058
2022-03-03 | 13601.9 | 326.446 | 8.853 | calibrated (EIA-923 burn / ERCOT MWh) | 1.0177 | 2889933 | 2839.6 | 2.8396 | 4.4518 | 2.3633
2022-03-04 | 5715.1 | 137.162 | 8.853 | calibrated (EIA-923 burn / ERCOT MWh) | 1.0177 | 1214256 | 1193.1 | 1.1931 | 3.7507 | 0.993
2022-03-05 | 7428.5 | 178.283 | 8.853 | calibrated (EIA-923 burn / ERCOT MWh) | 1.0177 | 1578288 | 1550.8 | 1.5508 | 3.1106 | 1.2907
2022-03-06 | 6753.2 | 162.077 | 8.853 | calibrated (EIA-923 burn / ERCOT MWh) | 1.0177 | 1434821 | 1409.8 | 1.4098 | 2.6874 | 1.1733
2022-03-07 | 12797.5 | 307.14 | 8.853 | calibrated (EIA-923 burn / ERCOT MWh) | 1.0177 | 2719022 | 2671.7 | 2.6717 | 2.4758 | 2.2235
2022-03-08 | 26542.6 | 637.022 | 8.853 | calibrated (EIA-923 burn / ERCOT MWh) | 1.0177 | 5639373 | 5541.2 | 5.5412 | 2.6883 | 4.6116
2022-03-09 | 20372.5 | 488.94 | 8.853 | calibrated (EIA-923 burn / ERCOT MWh) | 1.0177 | 4328446 | 4253.1 | 4.2531 | 2.7799 | 3.5396
2022-03-10 | 13946.5 | 334.715 | 8.853 | calibrated (EIA-923 burn / ERCOT MWh) | 1.0177 | 2963136 | 2911.5 | 2.9115 | 2.7902 | 2.4231
2022-03-11 | 15585.1 | 374.043 | 8.853 | calibrated (EIA-923 burn / ERCOT MWh) | 1.0177 | 3311296 | 3253.6 | 3.2536 | 3.0845 | 2.7078
2022-03-12 | 17989.9 | 431.757 | 8.853 | calibrated (EIA-923 burn / ERCOT MWh) | 1.0177 | 3822221 | 3755.7 | 3.7557 | 3.3995 | 3.1257
2022-03-13 | 8190.2 | 196.565 | 8.853 | calibrated (EIA-923 burn / ERCOT MWh) | 1.0177 | 1740134 | 1709.8 | 1.7098 | 3.4424 | 1.423
2022-03-14 | 6730.8 | 161.539 | 8.853 | calibrated (EIA-923 burn / ERCOT MWh) | 1.0177 | 1430058 | 1405.2 | 1.4052 | 3.2614 | 1.1694
2022-03-15 | 11751.6 | 282.038 | 8.853 | calibrated (EIA-923 burn / ERCOT MWh) | 1.0177 | 2496802 | 2453.3 | 2.4533 | 2.8203 | 2.0418
2022-03-16 | 6967.8 | 167.227 | 8.853 | calibrated (EIA-923 burn / ERCOT MWh) | 1.0177 | 1480413 | 1454.6 | 1.4546 | 2.4205 | 1.2106
2022-03-17 | 5029.8 | 120.716 | 8.853 | calibrated (EIA-923 burn / ERCOT MWh) | 1.0177 | 1068664 | 1050.1 | 1.0501 | 2.1546 | 0.8739
2022-03-18 | 9465.3 | 227.167 | 8.853 | calibrated (EIA-923 burn / ERCOT MWh) | 1.0177 | 2011044 | 1976 | 1.976 | 1.9721 | 1.6445
2022-03-19 | 12173.5 | 292.164 | 8.853 | calibrated (EIA-923 burn / ERCOT MWh) | 1.0177 | 2586444 | 2541.4 | 2.5414 | 1.7986 | 2.1151
2022-03-20 | 3789.9 | 90.958 | 8.853 | calibrated (EIA-923 burn / ERCOT MWh) | 1.0177 | 805225 | 791.2 | 0.7912 | 1.6674 | 0.6585
2022-03-21 | 6560.6 | 157.454 | 8.853 | calibrated (EIA-923 burn / ERCOT MWh) | 1.0177 | 1393895 | 1369.6 | 1.3696 | 1.6623 | 1.1399
2022-03-22 | 6579.5 | 157.909 | 8.853 | calibrated (EIA-923 burn / ERCOT MWh) | 1.0177 | 1397923 | 1373.6 | 1.3736 | 1.5081 | 1.1432
2022-03-23 | 9887.6 | 237.303 | 8.853 | calibrated (EIA-923 burn / ERCOT MWh) | 1.0177 | 2100775 | 2064.2 | 2.0642 | 1.5952 | 1.7179
2022-03-24 | 14278.2 | 342.677 | 8.853 | calibrated (EIA-923 burn / ERCOT MWh) | 1.0177 | 3033621 | 2980.8 | 2.9808 | 1.871 | 2.4808
2022-03-25 | 16915.5 | 405.973 | 8.853 | calibrated (EIA-923 burn / ERCOT MWh) | 1.0177 | 3593963 | 3531.4 | 3.5314 | 2.0932 | 2.939
2022-03-26 | 11282.2 | 270.773 | 8.853 | calibrated (EIA-923 burn / ERCOT MWh) | 1.0177 | 2397076 | 2355.3 | 2.3553 | 2.0666 | 1.9602
2022-03-27 | 7388.1 | 177.314 | 8.853 | calibrated (EIA-923 burn / ERCOT MWh) | 1.0177 | 1569710 | 1542.4 | 1.5424 | 2.1739 | 1.2836
2022-03-28 | 8056.8 | 193.364 | 8.853 | calibrated (EIA-923 burn / ERCOT MWh) | 1.0177 | 1711796 | 1682 | 1.682 | 2.2185 | 1.3998
2022-03-29 | 7071.1 | 169.707 | 8.853 | calibrated (EIA-923 burn / ERCOT MWh) | 1.0177 | 1502367 | 1476.2 | 1.4762 | 2.2332 | 1.2286
2022-03-30 | 9960.5 | 239.051 | 8.853 | calibrated (EIA-923 burn / ERCOT MWh) | 1.0177 | 2116250 | 2079.4 | 2.0794 | 2.2353 | 1.7306
2022-03-31 | 16198.2 | 388.758 | 8.853 | calibrated (EIA-923 burn / ERCOT MWh) | 1.0177 | 3441563 | 3381.6 | 3.3816 | 2.2926 | 2.8144
2022-04-01 | 6561.6 | 157.479 | 9.151 | calibrated (EIA-923 burn / ERCOT MWh) | 1.0172 | 1441095 | 1416.8 | 1.4168 | 1.9905 | 1.1401
2022-04-02 | 14876.5 | 357.037 | 9.151 | calibrated (EIA-923 burn / ERCOT MWh) | 1.0172 | 3267256 | 3212.1 | 3.2121 | 2.1129 | 2.5847
2022-04-03 | 7444.1 | 178.659 | 9.151 | calibrated (EIA-923 burn / ERCOT MWh) | 1.0172 | 1634914 | 1607.3 | 1.6073 | 2.1222 | 1.2934
2022-04-04 | 15641.6 | 375.398 | 9.151 | calibrated (EIA-923 burn / ERCOT MWh) | 1.0172 | 3435278 | 3377.3 | 3.3773 | 2.3644 | 2.7176
2022-04-05 | 17166.8 | 412.004 | 9.151 | calibrated (EIA-923 burn / ERCOT MWh) | 1.0172 | 3770261 | 3706.7 | 3.7067 | 2.683 | 2.9827
2022-04-06 | 10043.8 | 241.05 | 9.151 | calibrated (EIA-923 burn / ERCOT MWh) | 1.0172 | 2205856 | 2168.6 | 2.1686 | 2.6958 | 1.7451
2022-04-07 | 9631.1 | 231.147 | 9.151 | calibrated (EIA-923 burn / ERCOT MWh) | 1.0172 | 2115233 | 2079.5 | 2.0795 | 2.5098 | 1.6734
2022-04-08 | 12823 | 307.751 | 9.151 | calibrated (EIA-923 burn / ERCOT MWh) | 1.0172 | 2816238 | 2768.7 | 2.7687 | 2.7029 | 2.2279
2022-04-09 | 5540.3 | 132.968 | 9.151 | calibrated (EIA-923 burn / ERCOT MWh) | 1.0172 | 1216794 | 1196.3 | 1.1963 | 2.4149 | 0.9626
2022-04-10 | 7949.2 | 190.782 | 9.151 | calibrated (EIA-923 burn / ERCOT MWh) | 1.0172 | 1745852 | 1716.4 | 1.7164 | 2.4305 | 1.3811
2022-04-11 | 16426.5 | 394.236 | 9.151 | calibrated (EIA-923 burn / ERCOT MWh) | 1.0172 | 3607665 | 3546.8 | 3.5468 | 2.4547 | 2.854
2022-04-12 | 12781.9 | 306.766 | 9.151 | calibrated (EIA-923 burn / ERCOT MWh) | 1.0172 | 2807225 | 2759.9 | 2.7599 | 2.3195 | 2.2208
2022-04-13 | 15429.9 | 370.317 | 9.151 | calibrated (EIA-923 burn / ERCOT MWh) | 1.0172 | 3388782 | 3331.6 | 3.3316 | 2.4856 | 2.6809
2022-04-14 | 13600.9 | 326.422 | 9.151 | calibrated (EIA-923 burn / ERCOT MWh) | 1.0172 | 2987097 | 2936.7 | 2.9367 | 2.6081 | 2.3631
2022-04-15 | 12888.7 | 309.328 | 9.151 | calibrated (EIA-923 burn / ERCOT MWh) | 1.0172 | 2830670 | 2782.9 | 2.7829 | 2.6101 | 2.2393
2022-04-16 | 16473.3 | 395.36 | 9.151 | calibrated (EIA-923 burn / ERCOT MWh) | 1.0172 | 3617951 | 3556.9 | 3.5569 | 2.9473 | 2.8622
2022-04-17 | 20159.2 | 483.822 | 9.151 | calibrated (EIA-923 burn / ERCOT MWh) | 1.0172 | 4427469 | 4352.8 | 4.3528 | 3.3239 | 3.5026
2022-04-18 | 13449.9 | 322.798 | 9.151 | calibrated (EIA-923 burn / ERCOT MWh) | 1.0172 | 2953934 | 2904.1 | 2.9041 | 3.2321 | 2.3369
2022-04-19 | 7015.4 | 168.369 | 9.151 | calibrated (EIA-923 burn / ERCOT MWh) | 1.0172 | 1540750 | 1514.8 | 1.5148 | 3.0543 | 1.2189
2022-04-20 | 13497.3 | 323.935 | 9.151 | calibrated (EIA-923 burn / ERCOT MWh) | 1.0172 | 2964339 | 2914.3 | 2.9143 | 2.9946 | 2.3451
2022-04-21 | 12931.1 | 310.346 | 9.151 | calibrated (EIA-923 burn / ERCOT MWh) | 1.0172 | 2839985 | 2792.1 | 2.7921 | 2.974 | 2.2467
2022-04-22 | 11475.3 | 275.408 | 9.151 | calibrated (EIA-923 burn / ERCOT MWh) | 1.0172 | 2520267 | 2477.7 | 2.4777 | 2.9304 | 1.9938
2022-04-23 | 9775.8 | 234.62 | 9.151 | calibrated (EIA-923 burn / ERCOT MWh) | 1.0172 | 2147015 | 2110.8 | 2.1108 | 2.7238 | 1.6985
2022-04-24 | 12858.1 | 308.595 | 9.151 | calibrated (EIA-923 burn / ERCOT MWh) | 1.0172 | 2823962 | 2776.3 | 2.7763 | 2.4986 | 2.234
2022-04-25 | 11923.6 | 286.167 | 9.151 | calibrated (EIA-923 burn / ERCOT MWh) | 1.0172 | 2618723 | 2574.5 | 2.5745 | 2.4515 | 2.0717
2022-04-26 | 14737.2 | 353.694 | 9.151 | calibrated (EIA-923 burn / ERCOT MWh) | 1.0172 | 3236664 | 3182.1 | 3.1821 | 2.6897 | 2.5605
2022-04-27 | 11186.9 | 268.485 | 9.151 | calibrated (EIA-923 burn / ERCOT MWh) | 1.0172 | 2456914 | 2415.5 | 2.4155 | 2.6184 | 1.9437
2022-04-28 | 10234.2 | 245.62 | 9.151 | calibrated (EIA-923 burn / ERCOT MWh) | 1.0172 | 2247676 | 2209.8 | 2.2098 | 2.5352 | 1.7781
2022-04-29 | 11822 | 283.727 | 9.151 | calibrated (EIA-923 burn / ERCOT MWh) | 1.0172 | 2596394 | 2552.6 | 2.5526 | 2.5459 | 2.054
2022-04-30 | 17683.7 | 424.409 | 9.151 | calibrated (EIA-923 burn / ERCOT MWh) | 1.0172 | 3883779 | 3818.3 | 3.8183 | 2.7899 | 3.0725
2022-05-01 | 13716.1 | 329.187 | 8.707 | calibrated (EIA-923 burn / ERCOT MWh) | 1.0167 | 2866167 | 2819 | 2.819 | 2.7959 | 2.3831
2022-05-02 | 14609.1 | 350.619 | 8.707 | calibrated (EIA-923 burn / ERCOT MWh) | 1.0167 | 3052771 | 3002.5 | 3.0025 | 2.8571 | 2.5383
2022-05-03 | 20938.2 | 502.518 | 8.707 | calibrated (EIA-923 burn / ERCOT MWh) | 1.0167 | 4375326 | 4303.3 | 4.3033 | 3.0173 | 3.6379
2022-05-04 | 19124.4 | 458.985 | 8.707 | calibrated (EIA-923 burn / ERCOT MWh) | 1.0167 | 3996292 | 3930.5 | 3.9305 | 3.2337 | 3.3228
2022-05-05 | 19556.2 | 469.349 | 8.707 | calibrated (EIA-923 burn / ERCOT MWh) | 1.0167 | 4086530 | 4019.2 | 4.0192 | 3.4922 | 3.3978
2022-05-06 | 23667.5 | 568.021 | 8.707 | calibrated (EIA-923 burn / ERCOT MWh) | 1.0167 | 4945647 | 4864.2 | 4.8642 | 3.8224 | 4.1121
2022-05-07 | 20883.2 | 501.197 | 8.707 | calibrated (EIA-923 burn / ERCOT MWh) | 1.0167 | 4363824 | 4292 | 4.292 | 3.8901 | 3.6284
2022-05-08 | 18694.1 | 448.658 | 8.707 | calibrated (EIA-923 burn / ERCOT MWh) | 1.0167 | 3906377 | 3842 | 3.842 | 4.0362 | 3.248
2022-05-09 | 21818.5 | 523.643 | 8.707 | calibrated (EIA-923 burn / ERCOT MWh) | 1.0167 | 4559257 | 4484.2 | 4.4842 | 4.2479 | 3.7909
2022-05-10 | 22128.1 | 531.074 | 8.707 | calibrated (EIA-923 burn / ERCOT MWh) | 1.0167 | 4623957 | 4547.8 | 4.5478 | 4.2828 | 3.8446
2022-05-11 | 23174.8 | 556.196 | 8.707 | calibrated (EIA-923 burn / ERCOT MWh) | 1.0167 | 4842689 | 4762.9 | 4.7629 | 4.4018 | 4.0265
2022-05-12 | 20685.5 | 496.451 | 8.707 | calibrated (EIA-923 burn / ERCOT MWh) | 1.0167 | 4322501 | 4251.3 | 4.2513 | 4.4349 | 3.594
2022-05-13 | 24946.5 | 598.717 | 8.707 | calibrated (EIA-923 burn / ERCOT MWh) | 1.0167 | 5212911 | 5127.1 | 5.1271 | 4.4725 | 4.3343
2022-05-14 | 25271.1 | 606.506 | 8.707 | calibrated (EIA-923 burn / ERCOT MWh) | 1.0167 | 5280729 | 5193.8 | 5.1938 | 4.6013 | 4.3907
2022-05-15 | 22631.6 | 543.159 | 8.707 | calibrated (EIA-923 burn / ERCOT MWh) | 1.0167 | 4729179 | 4651.3 | 4.6513 | 4.7169 | 3.9321
2022-05-16 | 25659.2 | 615.82 | 8.707 | calibrated (EIA-923 burn / ERCOT MWh) | 1.0167 | 5361824 | 5273.5 | 5.2735 | 4.8297 | 4.4582
2022-05-17 | 19917.5 | 478.019 | 8.707 | calibrated (EIA-923 burn / ERCOT MWh) | 1.0167 | 4162018 | 4093.5 | 4.0935 | 4.7648 | 3.4606
2022-05-18 | 21502.4 | 516.058 | 8.707 | calibrated (EIA-923 burn / ERCOT MWh) | 1.0167 | 4493216 | 4419.2 | 4.4192 | 4.7157 | 3.7359
2022-05-19 | 21532.5 | 516.779 | 8.707 | calibrated (EIA-923 burn / ERCOT MWh) | 1.0167 | 4499493 | 4425.4 | 4.4254 | 4.7405 | 3.7412
2022-05-20 | 21703.3 | 520.878 | 8.707 | calibrated (EIA-923 burn / ERCOT MWh) | 1.0167 | 4535183 | 4460.5 | 4.4605 | 4.6453 | 3.7708
2022-05-21 | 19333.5 | 464.003 | 8.707 | calibrated (EIA-923 burn / ERCOT MWh) | 1.0167 | 4039983 | 3973.5 | 3.9735 | 4.471 | 3.3591
2022-05-22 | 17177.6 | 412.263 | 8.707 | calibrated (EIA-923 burn / ERCOT MWh) | 1.0167 | 3589493 | 3530.4 | 3.5304 | 4.3109 | 2.9845
2022-05-23 | 19509.4 | 468.226 | 8.707 | calibrated (EIA-923 burn / ERCOT MWh) | 1.0167 | 4076752 | 4009.6 | 4.0096 | 4.1303 | 3.3897
2022-05-24 | 18552.8 | 445.268 | 8.707 | calibrated (EIA-923 burn / ERCOT MWh) | 1.0167 | 3876861 | 3813 | 3.813 | 4.0902 | 3.2235
2022-05-25 | 16572.7 | 397.744 | 8.707 | calibrated (EIA-923 burn / ERCOT MWh) | 1.0167 | 3463079 | 3406.1 | 3.4061 | 3.9455 | 2.8794
2022-05-26 | 24156.2 | 579.749 | 8.707 | calibrated (EIA-923 burn / ERCOT MWh) | 1.0167 | 5047761 | 4964.6 | 4.9646 | 4.0225 | 4.197
2022-05-27 | 23086.7 | 554.081 | 8.707 | calibrated (EIA-923 burn / ERCOT MWh) | 1.0167 | 4824275 | 4744.8 | 4.7448 | 4.0631 | 4.0112
2022-05-28 | 15933.6 | 382.406 | 8.707 | calibrated (EIA-923 burn / ERCOT MWh) | 1.0167 | 3329534 | 3274.7 | 3.2747 | 3.9633 | 2.7684
2022-05-29 | 14018.4 | 336.441 | 8.707 | calibrated (EIA-923 burn / ERCOT MWh) | 1.0167 | 2929326 | 2881.1 | 2.8811 | 3.8706 | 2.4356
2022-05-30 | 15760 | 378.241 | 8.707 | calibrated (EIA-923 burn / ERCOT MWh) | 1.0167 | 3293270 | 3239 | 3.239 | 3.7605 | 2.7382
2022-05-31 | 20003 | 480.072 | 8.707 | calibrated (EIA-923 burn / ERCOT MWh) | 1.0167 | 4179893 | 4111.1 | 4.1111 | 3.8031 | 3.4754
2022-06-01 | 24892.7 | 597.425 | 8.423 | calibrated (EIA-923 burn / ERCOT MWh) | 1.0186 | 5032038 | 4940 | 4.94 | 4.0222 | 4.325
2022-06-02 | 28498.9 | 683.973 | 8.423 | calibrated (EIA-923 burn / ERCOT MWh) | 1.0186 | 5761021 | 5655.6 | 5.6556 | 4.1209 | 4.9515
2022-06-03 | 26008.9 | 624.213 | 8.423 | calibrated (EIA-923 burn / ERCOT MWh) | 1.0186 | 5257670 | 5161.5 | 5.1615 | 4.1804 | 4.5189
2022-06-04 | 22656.6 | 543.759 | 8.423 | calibrated (EIA-923 burn / ERCOT MWh) | 1.0186 | 4580016 | 4496.2 | 4.4962 | 4.3549 | 3.9365
2022-06-05 | 19018.2 | 456.436 | 8.423 | calibrated (EIA-923 burn / ERCOT MWh) | 1.0186 | 3844505 | 3774.2 | 3.7742 | 4.4825 | 3.3043
2022-06-06 | 23815.2 | 571.564 | 8.423 | calibrated (EIA-923 burn / ERCOT MWh) | 1.0186 | 4814214 | 4726.1 | 4.7261 | 4.6949 | 4.1378
2022-06-07 | 25602.2 | 614.454 | 8.423 | calibrated (EIA-923 burn / ERCOT MWh) | 1.0186 | 5175471 | 5080.8 | 5.0808 | 4.8335 | 4.4483
2022-06-08 | 24014 | 576.337 | 8.423 | calibrated (EIA-923 burn / ERCOT MWh) | 1.0186 | 4854416 | 4765.6 | 4.7656 | 4.8086 | 4.1723
2022-06-09 | 28422.4 | 682.138 | 8.423 | calibrated (EIA-923 burn / ERCOT MWh) | 1.0186 | 5745565 | 5640.4 | 5.6404 | 4.8064 | 4.9383
2022-06-10 | 28578.9 | 685.893 | 8.423 | calibrated (EIA-923 burn / ERCOT MWh) | 1.0186 | 5777193 | 5671.5 | 5.6715 | 4.8792 | 4.9654
2022-06-11 | 25133.8 | 603.21 | 8.423 | calibrated (EIA-923 burn / ERCOT MWh) | 1.0186 | 5080765 | 4987.8 | 4.9878 | 4.9495 | 4.3669
2022-06-12 | 20771.1 | 498.506 | 8.423 | calibrated (EIA-923 burn / ERCOT MWh) | 1.0186 | 4198855 | 4122 | 4.122 | 4.9992 | 3.6089
2022-06-13 | 20450.9 | 490.822 | 8.423 | calibrated (EIA-923 burn / ERCOT MWh) | 1.0186 | 4134134 | 4058.5 | 4.0585 | 4.9038 | 3.5532
2022-06-14 | 19269.1 | 462.458 | 8.423 | calibrated (EIA-923 burn / ERCOT MWh) | 1.0186 | 3895228 | 3823.9 | 3.8239 | 4.7242 | 3.3479
2022-06-15 | 19757.2 | 474.174 | 8.423 | calibrated (EIA-923 burn / ERCOT MWh) | 1.0186 | 3993910 | 3920.8 | 3.9208 | 4.6036 | 3.4327
2022-06-16 | 23779.7 | 570.713 | 8.423 | calibrated (EIA-923 burn / ERCOT MWh) | 1.0186 | 4807046 | 4719.1 | 4.7191 | 4.4719 | 4.1316
2022-06-17 | 27662.5 | 663.901 | 8.423 | calibrated (EIA-923 burn / ERCOT MWh) | 1.0186 | 5591957 | 5489.6 | 5.4896 | 4.446 | 4.8062
2022-06-18 | 27316.9 | 655.605 | 8.423 | calibrated (EIA-923 burn / ERCOT MWh) | 1.0186 | 5522081 | 5421 | 5.421 | 4.5079 | 4.7462
2022-06-19 | 25152 | 603.649 | 8.423 | calibrated (EIA-923 burn / ERCOT MWh) | 1.0186 | 5084462 | 4991.4 | 4.9914 | 4.6321 | 4.37
2022-06-20 | 26921.2 | 646.11 | 8.423 | calibrated (EIA-923 burn / ERCOT MWh) | 1.0186 | 5442106 | 5342.5 | 5.3425 | 4.8155 | 4.6774
2022-06-21 | 30115 | 722.76 | 8.423 | calibrated (EIA-923 burn / ERCOT MWh) | 1.0186 | 6087720 | 5976.3 | 5.9763 | 5.123 | 5.2323
2022-06-22 | 33301.6 | 799.239 | 8.423 | calibrated (EIA-923 burn / ERCOT MWh) | 1.0186 | 6731893 | 6608.7 | 6.6087 | 5.507 | 5.786
2022-06-23 | 32903.8 | 789.692 | 8.423 | calibrated (EIA-923 burn / ERCOT MWh) | 1.0186 | 6651480 | 6529.8 | 6.5298 | 5.7656 | 5.7169
2022-06-24 | 29086.8 | 698.082 | 8.423 | calibrated (EIA-923 burn / ERCOT MWh) | 1.0186 | 5879860 | 5772.3 | 5.7723 | 5.806 | 5.0537
2022-06-25 | 27454.3 | 658.904 | 8.423 | calibrated (EIA-923 burn / ERCOT MWh) | 1.0186 | 5549868 | 5448.3 | 5.4483 | 5.8099 | 4.7701
2022-06-26 | 27585.1 | 662.042 | 8.423 | calibrated (EIA-923 burn / ERCOT MWh) | 1.0186 | 5576299 | 5474.3 | 5.4743 | 5.8789 | 4.7928
2022-06-27 | 30399.7 | 729.592 | 8.423 | calibrated (EIA-923 burn / ERCOT MWh) | 1.0186 | 6145265 | 6032.8 | 6.0328 | 5.9775 | 5.2818
2022-06-28 | 30705.1 | 736.922 | 8.423 | calibrated (EIA-923 burn / ERCOT MWh) | 1.0186 | 6207004 | 6093.4 | 6.0934 | 5.9942 | 5.3349
2022-06-29 | 31375.7 | 753.017 | 8.423 | calibrated (EIA-923 burn / ERCOT MWh) | 1.0186 | 6342571 | 6226.5 | 6.2265 | 5.9396 | 5.4514
2022-06-30 | 28244.9 | 677.877 | 8.423 | calibrated (EIA-923 burn / ERCOT MWh) | 1.0186 | 5709676 | 5605.2 | 5.6052 | 5.8075 | 4.9074
2022-07-01 | 27293.8 | 655.052 | 8.421 | calibrated (EIA-923 burn / ERCOT MWh) | 1.0192 | 5516057 | 5412.4 | 5.4124 | 5.7561 | 4.7422
2022-07-02 | 27549.1 | 661.178 | 8.421 | calibrated (EIA-923 burn / ERCOT MWh) | 1.0192 | 5567643 | 5463 | 5.463 | 5.7582 | 4.7865
2022-07-03 | 26426.2 | 634.23 | 8.421 | calibrated (EIA-923 burn / ERCOT MWh) | 1.0192 | 5340719 | 5240.3 | 5.2403 | 5.7248 | 4.5914
2022-07-04 | 24172.9 | 580.15 | 8.421 | calibrated (EIA-923 burn / ERCOT MWh) | 1.0192 | 4885323 | 4793.5 | 4.7935 | 5.5478 | 4.1999
2022-07-05 | 26892.7 | 645.425 | 8.421 | calibrated (EIA-923 burn / ERCOT MWh) | 1.0192 | 5434990 | 5332.8 | 5.3328 | 5.4391 | 4.6725
2022-07-06 | 29231.8 | 701.562 | 8.421 | calibrated (EIA-923 burn / ERCOT MWh) | 1.0192 | 5907708 | 5796.7 | 5.7967 | 5.3777 | 5.0789
2022-07-07 | 30512.1 | 732.291 | 8.421 | calibrated (EIA-923 burn / ERCOT MWh) | 1.0192 | 6166470 | 6050.6 | 6.0506 | 5.4413 | 5.3013
2022-07-08 | 34366.4 | 824.793 | 8.421 | calibrated (EIA-923 burn / ERCOT MWh) | 1.0192 | 6945411 | 6814.9 | 6.8149 | 5.6417 | 5.971
2022-07-09 | 36832.8 | 883.987 | 8.421 | calibrated (EIA-923 burn / ERCOT MWh) | 1.0192 | 7443871 | 7304 | 7.304 | 5.9047 | 6.3995
2022-07-10 | 37656.6 | 903.758 | 8.421 | calibrated (EIA-923 burn / ERCOT MWh) | 1.0192 | 7610359 | 7467.3 | 7.4673 | 6.2228 | 6.5426
2022-07-11 | 36729.3 | 881.504 | 8.421 | calibrated (EIA-923 burn / ERCOT MWh) | 1.0192 | 7422962 | 7283.5 | 7.2835 | 6.5785 | 6.3815
2022-07-12 | 33956.6 | 814.958 | 8.421 | calibrated (EIA-923 burn / ERCOT MWh) | 1.0192 | 6862592 | 6733.6 | 6.7336 | 6.7786 | 5.8998
2022-07-13 | 37949.5 | 910.789 | 8.421 | calibrated (EIA-923 burn / ERCOT MWh) | 1.0192 | 7669565 | 7525.4 | 7.5254 | 7.0256 | 6.5935
2022-07-14 | 32507.3 | 780.175 | 8.421 | calibrated (EIA-923 burn / ERCOT MWh) | 1.0192 | 6569692 | 6446.2 | 6.4462 | 7.0821 | 5.648
2022-07-15 | 31031 | 744.745 | 8.421 | calibrated (EIA-923 burn / ERCOT MWh) | 1.0192 | 6271343 | 6153.5 | 6.1535 | 6.9876 | 5.3915
2022-07-16 | 28774.2 | 690.581 | 8.421 | calibrated (EIA-923 burn / ERCOT MWh) | 1.0192 | 5815239 | 5706 | 5.706 | 6.7594 | 4.9994
2022-07-17 | 30173.8 | 724.172 | 8.421 | calibrated (EIA-923 burn / ERCOT MWh) | 1.0192 | 6098102 | 5983.5 | 5.9835 | 6.5474 | 5.2426
2022-07-18 | 33599.2 | 806.382 | 8.421 | calibrated (EIA-923 burn / ERCOT MWh) | 1.0192 | 6790375 | 6662.8 | 6.6628 | 6.4587 | 5.8377
2022-07-19 | 29532.6 | 708.782 | 8.421 | calibrated (EIA-923 burn / ERCOT MWh) | 1.0192 | 5968506 | 5856.3 | 5.8563 | 6.3334 | 5.1311
2022-07-20 | 32687.6 | 784.502 | 8.421 | calibrated (EIA-923 burn / ERCOT MWh) | 1.0192 | 6606128 | 6482 | 6.482 | 6.1843 | 5.6793
2022-07-21 | 33701.6 | 808.838 | 8.421 | calibrated (EIA-923 burn / ERCOT MWh) | 1.0192 | 6811057 | 6683.1 | 6.6831 | 6.2182 | 5.8555
2022-07-22 | 29289.3 | 702.944 | 8.421 | calibrated (EIA-923 burn / ERCOT MWh) | 1.0192 | 5919346 | 5808.1 | 5.8081 | 6.1688 | 5.0889
2022-07-23 | 24873.1 | 596.954 | 8.421 | calibrated (EIA-923 burn / ERCOT MWh) | 1.0192 | 5026826 | 4932.4 | 4.9324 | 6.0583 | 4.3216
2022-07-24 | 26579 | 637.896 | 8.421 | calibrated (EIA-923 burn / ERCOT MWh) | 1.0192 | 5371590 | 5270.6 | 5.2706 | 5.9565 | 4.618
2022-07-25 | 29021.5 | 696.517 | 8.421 | calibrated (EIA-923 burn / ERCOT MWh) | 1.0192 | 5865225 | 5755 | 5.755 | 5.8268 | 5.0424
2022-07-26 | 29562.1 | 709.491 | 8.421 | calibrated (EIA-923 burn / ERCOT MWh) | 1.0192 | 5974476 | 5862.2 | 5.8622 | 5.8276 | 5.1363
2022-07-27 | 31543.7 | 757.049 | 8.421 | calibrated (EIA-923 burn / ERCOT MWh) | 1.0192 | 6374952 | 6255.1 | 6.2551 | 5.7952 | 5.4806
2022-07-28 | 31868.1 | 764.835 | 8.421 | calibrated (EIA-923 burn / ERCOT MWh) | 1.0192 | 6440517 | 6319.5 | 6.3195 | 5.7433 | 5.5369
2022-07-29 | 31669.5 | 760.069 | 8.421 | calibrated (EIA-923 burn / ERCOT MWh) | 1.0192 | 6400383 | 6280.1 | 6.2801 | 5.8107 | 5.5024
2022-07-30 | 31833.2 | 763.997 | 8.421 | calibrated (EIA-923 burn / ERCOT MWh) | 1.0192 | 6433460 | 6312.6 | 6.3126 | 6.0079 | 5.5309
2022-07-31 | 28068.5 | 673.644 | 8.421 | calibrated (EIA-923 burn / ERCOT MWh) | 1.0192 | 5672616 | 5566 | 5.566 | 6.0501 | 4.8768
2022-08-01 | 28642.3 | 687.416 | 8.228 | calibrated (EIA-923 burn / ERCOT MWh) | 1.0205 | 5656142 | 5542.3 | 5.5423 | 6.0197 | 4.9765
2022-08-02 | 27058.8 | 649.41 | 8.228 | calibrated (EIA-923 burn / ERCOT MWh) | 1.0205 | 5343424 | 5235.9 | 5.2359 | 5.9302 | 4.7013
2022-08-03 | 27386.2 | 657.269 | 8.228 | calibrated (EIA-923 burn / ERCOT MWh) | 1.0205 | 5408089 | 5299.2 | 5.2992 | 5.7937 | 4.7582
2022-08-04 | 31260.5 | 750.253 | 8.228 | calibrated (EIA-923 burn / ERCOT MWh) | 1.0205 | 6173172 | 6048.9 | 6.0489 | 5.755 | 5.4314
2022-08-05 | 32230.7 | 773.537 | 8.228 | calibrated (EIA-923 burn / ERCOT MWh) | 1.0205 | 6364756 | 6236.7 | 6.2367 | 5.7488 | 5.5999
2022-08-06 | 26391.5 | 633.395 | 8.228 | calibrated (EIA-923 burn / ERCOT MWh) | 1.0205 | 5211650 | 5106.8 | 5.1068 | 5.5765 | 4.5854
2022-08-07 | 27854.5 | 668.507 | 8.228 | calibrated (EIA-923 burn / ERCOT MWh) | 1.0205 | 5500556 | 5389.8 | 5.3898 | 5.5514 | 4.8396
2022-08-08 | 34570.3 | 829.688 | 8.228 | calibrated (EIA-923 burn / ERCOT MWh) | 1.0205 | 6826773 | 6689.4 | 6.6894 | 5.7152 | 6.0064
2022-08-09 | 35946.3 | 862.711 | 8.228 | calibrated (EIA-923 burn / ERCOT MWh) | 1.0205 | 7098490 | 6955.6 | 6.9556 | 5.9609 | 6.2455
2022-08-10 | 36481.8 | 875.562 | 8.228 | calibrated (EIA-923 burn / ERCOT MWh) | 1.0205 | 7204230 | 7059.2 | 7.0592 | 6.2123 | 6.3385
2022-08-11 | 37066.7 | 889.601 | 8.228 | calibrated (EIA-923 burn / ERCOT MWh) | 1.0205 | 7319744 | 7172.4 | 7.1724 | 6.3728 | 6.4402
2022-08-12 | 35754 | 858.096 | 8.228 | calibrated (EIA-923 burn / ERCOT MWh) | 1.0205 | 7060517 | 6918.4 | 6.9184 | 6.4702 | 6.2121
2022-08-13 | 34692.7 | 832.624 | 8.228 | calibrated (EIA-923 burn / ERCOT MWh) | 1.0205 | 6850931 | 6713 | 6.713 | 6.6997 | 6.0277
2022-08-14 | 30382.2 | 729.173 | 8.228 | calibrated (EIA-923 burn / ERCOT MWh) | 1.0205 | 5999723 | 5879 | 5.879 | 6.7696 | 5.2788
2022-08-15 | 29304.3 | 703.303 | 8.228 | calibrated (EIA-923 burn / ERCOT MWh) | 1.0205 | 5786862 | 5670.4 | 5.6704 | 6.624 | 5.0915
2022-08-16 | 34580.6 | 829.935 | 8.228 | calibrated (EIA-923 burn / ERCOT MWh) | 1.0205 | 6828805 | 6691.4 | 6.6914 | 6.5863 | 6.0082
2022-08-17 | 35435 | 850.439 | 8.228 | calibrated (EIA-923 burn / ERCOT MWh) | 1.0205 | 6997515 | 6856.7 | 6.8567 | 6.5573 | 6.1567
2022-08-18 | 32808.3 | 787.4 | 8.228 | calibrated (EIA-923 burn / ERCOT MWh) | 1.0205 | 6478822 | 6348.4 | 6.3484 | 6.4396 | 5.7003
2022-08-19 | 30136.6 | 723.278 | 8.228 | calibrated (EIA-923 burn / ERCOT MWh) | 1.0205 | 5951219 | 5831.4 | 5.8314 | 6.2843 | 5.2361
2022-08-20 | 27041.3 | 648.992 | 8.228 | calibrated (EIA-923 burn / ERCOT MWh) | 1.0205 | 5339984 | 5232.5 | 5.2325 | 6.0728 | 4.6983
2022-08-21 | 28290.3 | 678.967 | 8.228 | calibrated (EIA-923 burn / ERCOT MWh) | 1.0205 | 5586622 | 5474.2 | 5.4742 | 6.015 | 4.9153
2022-08-22 | 29102 | 698.449 | 8.228 | calibrated (EIA-923 burn / ERCOT MWh) | 1.0205 | 5746923 | 5631.3 | 5.6313 | 6.0094 | 5.0563
2022-08-23 | 32490.6 | 779.775 | 8.228 | calibrated (EIA-923 burn / ERCOT MWh) | 1.0205 | 6416083 | 6286.9 | 6.2869 | 5.9516 | 5.6451
2022-08-24 | 33179.5 | 796.307 | 8.228 | calibrated (EIA-923 burn / ERCOT MWh) | 1.0205 | 6552110 | 6420.2 | 6.4202 | 5.8893 | 5.7648
2022-08-25 | 34519.1 | 828.458 | 8.228 | calibrated (EIA-923 burn / ERCOT MWh) | 1.0205 | 6816652 | 6679.5 | 6.6795 | 5.9366 | 5.9975
2022-08-26 | 34233.8 | 821.612 | 8.228 | calibrated (EIA-923 burn / ERCOT MWh) | 1.0205 | 6760323 | 6624.3 | 6.6243 | 6.0498 | 5.948
2022-08-27 | 28245.2 | 677.884 | 8.228 | calibrated (EIA-923 burn / ERCOT MWh) | 1.0205 | 5577711 | 5465.5 | 5.4655 | 6.0831 | 4.9075
2022-08-28 | 25933.5 | 622.403 | 8.228 | calibrated (EIA-923 burn / ERCOT MWh) | 1.0205 | 5121207 | 5018.1 | 5.0181 | 6.018 | 4.5058
2022-08-29 | 28881.3 | 693.151 | 8.228 | calibrated (EIA-923 burn / ERCOT MWh) | 1.0205 | 5703330 | 5588.5 | 5.5885 | 6.0119 | 5.018
2022-08-30 | 30129.6 | 723.111 | 8.228 | calibrated (EIA-923 burn / ERCOT MWh) | 1.0205 | 5949844 | 5830.1 | 5.8301 | 5.9466 | 5.2349
2022-08-31 | 33095.9 | 794.301 | 8.228 | calibrated (EIA-923 burn / ERCOT MWh) | 1.0205 | 6535604 | 6404.1 | 6.4041 | 5.9443 | 5.7502
2022-09-01 | 32280.6 | 774.734 | 8.21 | calibrated (EIA-923 burn / ERCOT MWh) | 1.0213 | 6360637 | 6228 | 6.228 | 5.8798 | 5.6086
2022-09-02 | 29873.6 | 716.967 | 8.21 | calibrated (EIA-923 burn / ERCOT MWh) | 1.0213 | 5886365 | 5763.6 | 5.7636 | 5.7568 | 5.1904
2022-09-03 | 29607.2 | 710.574 | 8.21 | calibrated (EIA-923 burn / ERCOT MWh) | 1.0213 | 5833877 | 5712.2 | 5.7122 | 5.7921 | 5.1441
2022-09-04 | 26484.4 | 635.625 | 8.21 | calibrated (EIA-923 burn / ERCOT MWh) | 1.0213 | 5218539 | 5109.7 | 5.1097 | 5.8052 | 4.6015
2022-09-05 | 26103.8 | 626.491 | 8.21 | calibrated (EIA-923 burn / ERCOT MWh) | 1.0213 | 5143548 | 5036.3 | 5.0363 | 5.7263 | 4.5354
2022-09-06 | 31224.8 | 749.394 | 8.21 | calibrated (EIA-923 burn / ERCOT MWh) | 1.0213 | 6152593 | 6024.3 | 6.0243 | 5.754 | 5.4251
2022-09-07 | 31253.3 | 750.08 | 8.21 | calibrated (EIA-923 burn / ERCOT MWh) | 1.0213 | 6158225 | 6029.8 | 6.0298 | 5.7006 | 5.4301
2022-09-08 | 31826.8 | 763.844 | 8.21 | calibrated (EIA-923 burn / ERCOT MWh) | 1.0213 | 6271229 | 6140.5 | 6.1405 | 5.6881 | 5.5298
2022-09-09 | 27777 | 666.649 | 8.21 | calibrated (EIA-923 burn / ERCOT MWh) | 1.0213 | 5473249 | 5359.1 | 5.3591 | 5.6303 | 4.8261
2022-09-10 | 25534.6 | 612.83 | 8.21 | calibrated (EIA-923 burn / ERCOT MWh) | 1.0213 | 5031390 | 4926.5 | 4.9265 | 5.518 | 4.4365
2022-09-11 | 25555.9 | 613.341 | 8.21 | calibrated (EIA-923 burn / ERCOT MWh) | 1.0213 | 5035586 | 4930.6 | 4.9306 | 5.4924 | 4.4402
2022-09-12 | 29980.3 | 719.527 | 8.21 | calibrated (EIA-923 burn / ERCOT MWh) | 1.0213 | 5907382 | 5784.2 | 5.7842 | 5.5993 | 5.2089
2022-09-13 | 25337.5 | 608.1 | 8.21 | calibrated (EIA-923 burn / ERCOT MWh) | 1.0213 | 4992556 | 4888.5 | 4.8885 | 5.437 | 4.4023
2022-09-14 | 22164.4 | 531.945 | 8.21 | calibrated (EIA-923 burn / ERCOT MWh) | 1.0213 | 4367317 | 4276.3 | 4.2763 | 5.1865 | 3.851
2022-09-15 | 20997 | 503.928 | 8.21 | calibrated (EIA-923 burn / ERCOT MWh) | 1.0213 | 4137295 | 4051 | 4.051 | 4.888 | 3.6481
2022-09-16 | 21831.5 | 523.955 | 8.21 | calibrated (EIA-923 burn / ERCOT MWh) | 1.0213 | 4301718 | 4212 | 4.212 | 4.7241 | 3.7931
2022-09-17 | 21648.2 | 519.556 | 8.21 | calibrated (EIA-923 burn / ERCOT MWh) | 1.0213 | 4265602 | 4176.7 | 4.1767 | 4.617 | 3.7613
2022-09-18 | 23883.8 | 573.21 | 8.21 | calibrated (EIA-923 burn / ERCOT MWh) | 1.0213 | 4706106 | 4608 | 4.608 | 4.5709 | 4.1497
2022-09-19 | 29102.2 | 698.454 | 8.21 | calibrated (EIA-923 burn / ERCOT MWh) | 1.0213 | 5734371 | 5614.8 | 5.6148 | 4.5467 | 5.0564
2022-09-20 | 29523.7 | 708.568 | 8.21 | calibrated (EIA-923 burn / ERCOT MWh) | 1.0213 | 5817408 | 5696.1 | 5.6961 | 4.6621 | 5.1296
2022-09-21 | 29751 | 714.024 | 8.21 | calibrated (EIA-923 burn / ERCOT MWh) | 1.0213 | 5862202 | 5740 | 5.74 | 4.8712 | 5.1691
2022-09-22 | 30507.2 | 732.173 | 8.21 | calibrated (EIA-923 burn / ERCOT MWh) | 1.0213 | 6011207 | 5885.9 | 5.8859 | 5.1333 | 5.3005
2022-09-23 | 29368 | 704.831 | 8.21 | calibrated (EIA-923 burn / ERCOT MWh) | 1.0213 | 5786727 | 5666.1 | 5.6661 | 5.3411 | 5.1025
2022-09-24 | 26243.5 | 629.844 | 8.21 | calibrated (EIA-923 burn / ERCOT MWh) | 1.0213 | 5171077 | 5063.3 | 5.0633 | 5.4677 | 4.5597
2022-09-25 | 27836.5 | 668.076 | 8.21 | calibrated (EIA-923 burn / ERCOT MWh) | 1.0213 | 5484965 | 5370.6 | 5.3706 | 5.5767 | 4.8365
2022-09-26 | 27315.3 | 655.568 | 8.21 | calibrated (EIA-923 burn / ERCOT MWh) | 1.0213 | 5382273 | 5270 | 5.27 | 5.5274 | 4.7459
2022-09-27 | 22330.5 | 535.932 | 8.21 | calibrated (EIA-923 burn / ERCOT MWh) | 1.0213 | 4400051 | 4308.3 | 4.3083 | 5.3292 | 3.8798
2022-09-28 | 22092.8 | 530.227 | 8.21 | calibrated (EIA-923 burn / ERCOT MWh) | 1.0213 | 4353212 | 4262.4 | 4.2624 | 5.1181 | 3.8385
2022-09-29 | 22346.5 | 536.317 | 8.21 | calibrated (EIA-923 burn / ERCOT MWh) | 1.0213 | 4403212 | 4311.4 | 4.3114 | 4.8932 | 3.8826
2022-09-30 | 19893.5 | 477.443 | 8.21 | calibrated (EIA-923 burn / ERCOT MWh) | 1.0213 | 3919851 | 3838.1 | 3.8381 | 4.632 | 3.4564
2022-10-01 | 17271.4 | 414.513 | 8.452 | calibrated (EIA-923 burn / ERCOT MWh) | 1.0186 | 3503412 | 3439.6 | 3.4396 | 4.4001 | 3.0008
2022-10-02 | 19455 | 466.921 | 8.452 | calibrated (EIA-923 burn / ERCOT MWh) | 1.0186 | 3946358 | 3874.5 | 3.8745 | 4.1863 | 3.3802
2022-10-03 | 22228.6 | 533.486 | 8.452 | calibrated (EIA-923 burn / ERCOT MWh) | 1.0186 | 4508957 | 4426.8 | 4.4268 | 4.0659 | 3.8621
2022-10-04 | 22381.2 | 537.15 | 8.452 | calibrated (EIA-923 burn / ERCOT MWh) | 1.0186 | 4539924 | 4457.2 | 4.4572 | 4.0872 | 3.8886
2022-10-05 | 23745.2 | 569.886 | 8.452 | calibrated (EIA-923 burn / ERCOT MWh) | 1.0186 | 4816605 | 4728.9 | 4.7289 | 4.1538 | 4.1256
2022-10-06 | 27313.2 | 655.516 | 8.452 | calibrated (EIA-923 burn / ERCOT MWh) | 1.0186 | 5540339 | 5439.4 | 5.4394 | 4.3149 | 4.7455
2022-10-07 | 24297 | 583.128 | 8.452 | calibrated (EIA-923 burn / ERCOT MWh) | 1.0186 | 4928525 | 4838.8 | 4.8388 | 4.4579 | 4.2215
2022-10-08 | 22695 | 544.681 | 8.452 | calibrated (EIA-923 burn / ERCOT MWh) | 1.0186 | 4603575 | 4519.7 | 4.5197 | 4.6122 | 3.9432
2022-10-09 | 23678.8 | 568.291 | 8.452 | calibrated (EIA-923 burn / ERCOT MWh) | 1.0186 | 4803124 | 4715.6 | 4.7156 | 4.7324 | 4.1141
2022-10-10 | 23172.3 | 556.136 | 8.452 | calibrated (EIA-923 burn / ERCOT MWh) | 1.0186 | 4700392 | 4614.8 | 4.6148 | 4.7592 | 4.0261
2022-10-11 | 17902.8 | 429.667 | 8.452 | calibrated (EIA-923 burn / ERCOT MWh) | 1.0186 | 3631491 | 3565.4 | 3.5654 | 4.6318 | 3.1105
2022-10-12 | 23885.6 | 573.254 | 8.452 | calibrated (EIA-923 burn / ERCOT MWh) | 1.0186 | 4845071 | 4756.8 | 4.7568 | 4.6358 | 4.15
2022-10-13 | 25816.4 | 619.593 | 8.452 | calibrated (EIA-923 burn / ERCOT MWh) | 1.0186 | 5236722 | 5141.3 | 5.1413 | 4.5932 | 4.4855
2022-10-14 | 20908.1 | 501.795 | 8.452 | calibrated (EIA-923 burn / ERCOT MWh) | 1.0186 | 4241108 | 4163.9 | 4.1639 | 4.4968 | 3.6327
2022-10-15 | 19348.4 | 464.362 | 8.452 | calibrated (EIA-923 burn / ERCOT MWh) | 1.0186 | 3924729 | 3853.2 | 3.8532 | 4.4016 | 3.3617
2022-10-16 | 20974.8 | 503.395 | 8.452 | calibrated (EIA-923 burn / ERCOT MWh) | 1.0186 | 4254631 | 4177.1 | 4.1771 | 4.3247 | 3.6443
2022-10-17 | 19272.2 | 462.534 | 8.452 | calibrated (EIA-923 burn / ERCOT MWh) | 1.0186 | 3909279 | 3838.1 | 3.8381 | 4.2137 | 3.3485
2022-10-18 | 20285.1 | 486.842 | 8.452 | calibrated (EIA-923 burn / ERCOT MWh) | 1.0186 | 4114727 | 4039.8 | 4.0398 | 4.2815 | 3.5244
2022-10-19 | 18661.2 | 447.868 | 8.452 | calibrated (EIA-923 burn / ERCOT MWh) | 1.0186 | 3785324 | 3716.4 | 3.7164 | 4.1328 | 3.2423
2022-10-20 | 16994.6 | 407.87 | 8.452 | calibrated (EIA-923 burn / ERCOT MWh) | 1.0186 | 3447266 | 3384.5 | 3.3845 | 3.8819 | 2.9527
2022-10-21 | 13363.8 | 320.731 | 8.452 | calibrated (EIA-923 burn / ERCOT MWh) | 1.0186 | 2710778 | 2661.4 | 2.6614 | 3.6672 | 2.3219
2022-10-22 | 9812.2 | 235.494 | 8.452 | calibrated (EIA-923 burn / ERCOT MWh) | 1.0186 | 1990366 | 1954.1 | 1.9541 | 3.3959 | 1.7048
2022-10-23 | 10478.5 | 251.485 | 8.452 | calibrated (EIA-923 burn / ERCOT MWh) | 1.0186 | 2125520 | 2086.8 | 2.0868 | 3.0973 | 1.8206
2022-10-24 | 15738.4 | 377.722 | 8.452 | calibrated (EIA-923 burn / ERCOT MWh) | 1.0186 | 3192459 | 3134.3 | 3.1343 | 2.9968 | 2.7345
2022-10-25 | 15417.3 | 370.016 | 8.452 | calibrated (EIA-923 burn / ERCOT MWh) | 1.0186 | 3127329 | 3070.4 | 3.0704 | 2.8583 | 2.6787
2022-10-26 | 14541.8 | 349.003 | 8.452 | calibrated (EIA-923 burn / ERCOT MWh) | 1.0186 | 2949729 | 2896 | 2.896 | 2.7411 | 2.5266
2022-10-27 | 8880.1 | 213.123 | 8.452 | calibrated (EIA-923 burn / ERCOT MWh) | 1.0186 | 1801289 | 1768.5 | 1.7685 | 2.5102 | 1.5429
2022-10-28 | 11677.9 | 280.269 | 8.452 | calibrated (EIA-923 burn / ERCOT MWh) | 1.0186 | 2368798 | 2325.7 | 2.3257 | 2.4623 | 2.029
2022-10-29 | 15039.2 | 360.942 | 8.452 | calibrated (EIA-923 burn / ERCOT MWh) | 1.0186 | 3050636 | 2995.1 | 2.9951 | 2.611 | 2.613
2022-10-30 | 20044.9 | 481.077 | 8.452 | calibrated (EIA-923 burn / ERCOT MWh) | 1.0186 | 4066002 | 3991.9 | 3.9919 | 2.8831 | 3.4827
2022-10-31 | 20065.8 | 481.579 | 8.452 | calibrated (EIA-923 burn / ERCOT MWh) | 1.0186 | 4070245 | 3996.1 | 3.9961 | 3.0062 | 3.4863
2022-11-01 | 15532.1 | 372.77 | 8.488 | calibrated (EIA-923 burn / ERCOT MWh) | 1.0179 | 3163973 | 3108.2 | 3.1082 | 3.0116 | 2.6986
2022-11-02 | 13247.1 | 317.93 | 8.488 | calibrated (EIA-923 burn / ERCOT MWh) | 1.0179 | 2698505 | 2651 | 2.651 | 2.9766 | 2.3016
2022-11-03 | 12609.8 | 302.635 | 8.488 | calibrated (EIA-923 burn / ERCOT MWh) | 1.0179 | 2568685 | 2523.4 | 2.5234 | 3.0845 | 2.1909
2022-11-04 | 13671 | 328.105 | 8.488 | calibrated (EIA-923 burn / ERCOT MWh) | 1.0179 | 2784868 | 2735.8 | 2.7358 | 3.1431 | 2.3753
2022-11-05 | 13974.7 | 335.392 | 8.488 | calibrated (EIA-923 burn / ERCOT MWh) | 1.0179 | 2846718 | 2796.6 | 2.7966 | 3.1147 | 2.428
2022-11-06 | 16283.8 | 390.811 | 8.488 | calibrated (EIA-923 burn / ERCOT MWh) | 1.0179 | 3317100 | 3258.7 | 3.2587 | 3.01 | 2.8292
2022-11-07 | 23146.7 | 555.521 | 8.488 | calibrated (EIA-923 burn / ERCOT MWh) | 1.0179 | 4715115 | 4632.1 | 4.6321 | 3.1008 | 4.0216
2022-11-08 | 16837.8 | 404.108 | 8.488 | calibrated (EIA-923 burn / ERCOT MWh) | 1.0179 | 3429961 | 3369.5 | 3.3695 | 3.1382 | 2.9255
2022-11-09 | 13643.3 | 327.439 | 8.488 | calibrated (EIA-923 burn / ERCOT MWh) | 1.0179 | 2779215 | 2730.3 | 2.7303 | 3.1495 | 2.3705
2022-11-10 | 17298.9 | 415.174 | 8.488 | calibrated (EIA-923 burn / ERCOT MWh) | 1.0179 | 3523887 | 3461.8 | 3.4618 | 3.2835 | 3.0056
2022-11-11 | 13091.6 | 314.198 | 8.488 | calibrated (EIA-923 burn / ERCOT MWh) | 1.0179 | 2666829 | 2619.9 | 2.6199 | 3.267 | 2.2746
2022-11-12 | 17415.5 | 417.973 | 8.488 | calibrated (EIA-923 burn / ERCOT MWh) | 1.0179 | 3547644 | 3485.2 | 3.4852 | 3.3653 | 3.0259
2022-11-13 | 11949.4 | 286.786 | 8.488 | calibrated (EIA-923 burn / ERCOT MWh) | 1.0179 | 2434163 | 2391.3 | 2.3913 | 3.2414 | 2.0762
2022-11-14 | 15972.9 | 383.35 | 8.488 | calibrated (EIA-923 burn / ERCOT MWh) | 1.0179 | 3253773 | 3196.5 | 3.1965 | 3.0363 | 2.7752
2022-11-15 | 21650 | 519.601 | 8.488 | calibrated (EIA-923 burn / ERCOT MWh) | 1.0179 | 4410235 | 4332.6 | 4.3326 | 3.1739 | 3.7616
2022-11-16 | 24824.8 | 595.796 | 8.488 | calibrated (EIA-923 burn / ERCOT MWh) | 1.0179 | 5056958 | 4967.9 | 4.9679 | 3.4936 | 4.3132
2022-11-17 | 19788.9 | 474.934 | 8.488 | calibrated (EIA-923 burn / ERCOT MWh) | 1.0179 | 4031114 | 3960.1 | 3.9601 | 3.5648 | 3.4382
2022-11-18 | 18660 | 447.841 | 8.488 | calibrated (EIA-923 burn / ERCOT MWh) | 1.0179 | 3801155 | 3734.2 | 3.7342 | 3.724 | 3.2421
2022-11-19 | 25963.9 | 623.134 | 8.488 | calibrated (EIA-923 burn / ERCOT MWh) | 1.0179 | 5288996 | 5195.8 | 5.1958 | 3.9683 | 4.5111
2022-11-20 | 25315.2 | 607.566 | 8.488 | calibrated (EIA-923 burn / ERCOT MWh) | 1.0179 | 5156859 | 5066 | 5.066 | 4.3504 | 4.3984
2022-11-21 | 24615.1 | 590.762 | 8.488 | calibrated (EIA-923 burn / ERCOT MWh) | 1.0179 | 5014231 | 4925.9 | 4.9259 | 4.5975 | 4.2768
2022-11-22 | 20819.3 | 499.663 | 8.488 | calibrated (EIA-923 burn / ERCOT MWh) | 1.0179 | 4241007 | 4166.3 | 4.1663 | 4.5738 | 3.6173
2022-11-23 | 16337.2 | 392.092 | 8.488 | calibrated (EIA-923 burn / ERCOT MWh) | 1.0179 | 3327973 | 3269.4 | 3.2694 | 4.3311 | 2.8385
2022-11-24 | 11010.2 | 264.246 | 8.488 | calibrated (EIA-923 burn / ERCOT MWh) | 1.0179 | 2242850 | 2203.3 | 2.2033 | 4.0801 | 1.913
2022-11-25 | 10332.9 | 247.989 | 8.488 | calibrated (EIA-923 burn / ERCOT MWh) | 1.0179 | 2104865 | 2067.8 | 2.0678 | 3.8421 | 1.7953
2022-11-26 | 13875.5 | 333.011 | 8.488 | calibrated (EIA-923 burn / ERCOT MWh) | 1.0179 | 2826509 | 2776.7 | 2.7767 | 3.4965 | 2.4108
2022-11-27 | 15878.3 | 381.08 | 8.488 | calibrated (EIA-923 burn / ERCOT MWh) | 1.0179 | 3234506 | 3177.5 | 3.1775 | 3.2267 | 2.7588
2022-11-28 | 11528.5 | 276.683 | 8.488 | calibrated (EIA-923 burn / ERCOT MWh) | 1.0179 | 2348412 | 2307 | 2.307 | 2.8526 | 2.003
2022-11-29 | 9946 | 238.703 | 8.488 | calibrated (EIA-923 burn / ERCOT MWh) | 1.0179 | 2026048 | 1990.4 | 1.9904 | 2.5417 | 1.7281
2022-11-30 | 17449 | 418.775 | 8.488 | calibrated (EIA-923 burn / ERCOT MWh) | 1.0179 | 3554451 | 3491.8 | 3.4918 | 2.5735 | 3.0317
2022-12-01 | 18276.5 | 438.635 | 8.101 | calibrated (EIA-923 burn / ERCOT MWh) | 1.0203 | 3553425 | 3482.6 | 3.4826 | 2.7563 | 3.1754
2022-12-02 | 12404.4 | 297.706 | 8.101 | calibrated (EIA-923 burn / ERCOT MWh) | 1.0203 | 2411745 | 2363.7 | 2.3637 | 2.7985 | 2.1552
2022-12-03 | 16242 | 389.807 | 8.101 | calibrated (EIA-923 burn / ERCOT MWh) | 1.0203 | 3157865 | 3094.9 | 3.0949 | 2.844 | 2.822
2022-12-04 | 18929.1 | 454.299 | 8.101 | calibrated (EIA-923 burn / ERCOT MWh) | 1.0203 | 3680321 | 3606.9 | 3.6069 | 2.9053 | 3.2888
2022-12-05 | 11363.1 | 272.715 | 8.101 | calibrated (EIA-923 burn / ERCOT MWh) | 1.0203 | 2209291 | 2165.2 | 2.1652 | 2.8851 | 1.9743
2022-12-06 | 17287.2 | 414.893 | 8.101 | calibrated (EIA-923 burn / ERCOT MWh) | 1.0203 | 3361089 | 3294.1 | 3.2941 | 3.0713 | 3.0036
2022-12-07 | 19878 | 477.072 | 8.101 | calibrated (EIA-923 burn / ERCOT MWh) | 1.0203 | 3864807 | 3787.7 | 3.7877 | 3.1136 | 3.4537
2022-12-08 | 21233.6 | 509.606 | 8.101 | calibrated (EIA-923 burn / ERCOT MWh) | 1.0203 | 4128368 | 4046.1 | 4.0461 | 3.1941 | 3.6892
2022-12-09 | 23560.6 | 565.454 | 8.101 | calibrated (EIA-923 burn / ERCOT MWh) | 1.0203 | 4580798 | 4489.5 | 4.4895 | 3.4978 | 4.0935
2022-12-10 | 20670.7 | 496.096 | 8.101 | calibrated (EIA-923 burn / ERCOT MWh) | 1.0203 | 4018922 | 3938.8 | 3.9388 | 3.6183 | 3.5914
2022-12-11 | 22875.8 | 549.018 | 8.101 | calibrated (EIA-923 burn / ERCOT MWh) | 1.0203 | 4447648 | 4359 | 4.359 | 3.7258 | 3.9746
2022-12-12 | 11851.9 | 284.446 | 8.101 | calibrated (EIA-923 burn / ERCOT MWh) | 1.0203 | 2304325 | 2258.4 | 2.2584 | 3.7391 | 2.0592
2022-12-13 | 11657.6 | 279.782 | 8.101 | calibrated (EIA-923 burn / ERCOT MWh) | 1.0203 | 2266541 | 2221.3 | 2.2213 | 3.5858 | 2.0254
2022-12-14 | 16110.5 | 386.651 | 8.101 | calibrated (EIA-923 burn / ERCOT MWh) | 1.0203 | 3132297 | 3069.8 | 3.0698 | 3.4833 | 2.7991
2022-12-15 | 22420.9 | 538.102 | 8.101 | calibrated (EIA-923 burn / ERCOT MWh) | 1.0203 | 4359217 | 4272.3 | 4.2723 | 3.5156 | 3.8955
2022-12-16 | 22857.8 | 548.587 | 8.101 | calibrated (EIA-923 burn / ERCOT MWh) | 1.0203 | 4444157 | 4355.5 | 4.3555 | 3.4965 | 3.9714
2022-12-17 | 22576.7 | 541.84 | 8.101 | calibrated (EIA-923 burn / ERCOT MWh) | 1.0203 | 4389499 | 4302 | 4.302 | 3.5483 | 3.9226
2022-12-18 | 15248.1 | 365.954 | 8.101 | calibrated (EIA-923 burn / ERCOT MWh) | 1.0203 | 2964629 | 2905.5 | 2.9055 | 3.3407 | 2.6493
2022-12-19 | 18629.7 | 447.113 | 8.101 | calibrated (EIA-923 burn / ERCOT MWh) | 1.0203 | 3622106 | 3549.9 | 3.5499 | 3.5252 | 3.2368
2022-12-20 | 22509 | 540.215 | 8.101 | calibrated (EIA-923 burn / ERCOT MWh) | 1.0203 | 4376334 | 4289.1 | 4.2891 | 3.8206 | 3.9108
2022-12-21 | 23092.2 | 554.214 | 8.101 | calibrated (EIA-923 burn / ERCOT MWh) | 1.0203 | 4489742 | 4400.2 | 4.4002 | 4.0106 | 4.0122
2022-12-22 | 23136.3 | 555.271 | 8.101 | calibrated (EIA-923 burn / ERCOT MWh) | 1.0203 | 4498305 | 4408.6 | 4.4086 | 4.0301 | 4.0198
2022-12-23 | 41474.4 | 995.386 | 8.101 | calibrated (EIA-923 burn / ERCOT MWh) | 1.0203 | 8063719 | 7902.9 | 7.9029 | 4.5369 | 7.206
2022-12-24 | 37352 | 896.448 | 8.101 | calibrated (EIA-923 burn / ERCOT MWh) | 1.0203 | 7262213 | 7117.4 | 7.1174 | 4.9391 | 6.4897
2022-12-25 | 27480.8 | 659.538 | 8.101 | calibrated (EIA-923 burn / ERCOT MWh) | 1.0203 | 5342982 | 5236.4 | 5.2364 | 5.2721 | 4.7746
2022-12-26 | 22475.1 | 539.402 | 8.101 | calibrated (EIA-923 burn / ERCOT MWh) | 1.0203 | 4369748 | 4282.6 | 4.2826 | 5.3768 | 3.9049
2022-12-27 | 18477.8 | 443.467 | 8.101 | calibrated (EIA-923 burn / ERCOT MWh) | 1.0203 | 3592569 | 3520.9 | 3.5209 | 5.267 | 3.2104
2022-12-28 | 8765.3 | 210.368 | 8.101 | calibrated (EIA-923 burn / ERCOT MWh) | 1.0203 | 1704212 | 1670.2 | 1.6702 | 4.877 | 1.5229
2022-12-29 | 13140.4 | 315.37 | 8.101 | calibrated (EIA-923 burn / ERCOT MWh) | 1.0203 | 2554843 | 2503.9 | 2.5039 | 4.6049 | 2.2831
2022-12-30 | 19405.8 | 465.738 | 8.101 | calibrated (EIA-923 burn / ERCOT MWh) | 1.0203 | 3772989 | 3697.8 | 3.6978 | 4.0042 | 3.3717
2022-12-31 | 9313.9 | 223.533 | 8.101 | calibrated (EIA-923 burn / ERCOT MWh) | 1.0203 | 1810863 | 1774.8 | 1.7748 | 3.241 | 1.6182
2023-01-01 | 9790.1 | 234.963 | 8.715 | calibrated (EIA-923 burn / ERCOT MWh) | 1.0182 | 2047706 | 2011.1 | 2.0111 | 2.7802 | 1.701
2023-01-02 | 8909 | 213.816 | 8.715 | calibrated (EIA-923 burn / ERCOT MWh) | 1.0182 | 1863410 | 1830.1 | 1.8301 | 2.4298 | 1.5479
2023-01-03 | 13580.6 | 325.935 | 8.715 | calibrated (EIA-923 burn / ERCOT MWh) | 1.0182 | 2840529 | 2789.7 | 2.7897 | 2.3254 | 2.3596
2023-01-04 | 16054.9 | 385.317 | 8.715 | calibrated (EIA-923 burn / ERCOT MWh) | 1.0182 | 3358044 | 3297.9 | 3.2979 | 2.5579 | 2.7895
2023-01-05 | 22245 | 533.88 | 8.715 | calibrated (EIA-923 burn / ERCOT MWh) | 1.0182 | 4652772 | 4569.5 | 4.5695 | 2.853 | 3.865
2023-01-06 | 8966.5 | 215.195 | 8.715 | calibrated (EIA-923 burn / ERCOT MWh) | 1.0182 | 1875428 | 1841.9 | 1.8419 | 2.5878 | 1.5579
2023-01-07 | 15942.8 | 382.627 | 8.715 | calibrated (EIA-923 burn / ERCOT MWh) | 1.0182 | 3334600 | 3274.9 | 3.2749 | 2.8021 | 2.77
2023-01-08 | 19134.7 | 459.232 | 8.715 | calibrated (EIA-923 burn / ERCOT MWh) | 1.0182 | 4002214 | 3930.6 | 3.9306 | 3.0764 | 3.3246
2023-01-09 | 17234.8 | 413.634 | 8.715 | calibrated (EIA-923 burn / ERCOT MWh) | 1.0182 | 3604827 | 3540.3 | 3.5403 | 3.3207 | 2.9945
2023-01-10 | 10937 | 262.488 | 8.715 | calibrated (EIA-923 burn / ERCOT MWh) | 1.0182 | 2287587 | 2246.6 | 2.2466 | 3.2431 | 1.9003
2023-01-11 | 8790.7 | 210.976 | 8.715 | calibrated (EIA-923 burn / ERCOT MWh) | 1.0182 | 1838659 | 1805.8 | 1.8058 | 3.0299 | 1.5273
2023-01-12 | 11685.7 | 280.456 | 8.715 | calibrated (EIA-923 burn / ERCOT MWh) | 1.0182 | 2444178 | 2400.4 | 2.4004 | 2.7201 | 2.0303
2023-01-13 | 22670.4 | 544.089 | 8.715 | calibrated (EIA-923 burn / ERCOT MWh) | 1.0182 | 4741744 | 4656.9 | 4.6569 | 3.1222 | 3.9389
2023-01-14 | 10494.7 | 251.872 | 8.715 | calibrated (EIA-923 burn / ERCOT MWh) | 1.0182 | 2195068 | 2155.8 | 2.1558 | 2.9623 | 1.8234
2023-01-15 | 5990.7 | 143.776 | 8.715 | calibrated (EIA-923 burn / ERCOT MWh) | 1.0182 | 1253010 | 1230.6 | 1.2306 | 2.5766 | 1.0408
2023-01-16 | 12299.1 | 295.179 | 8.715 | calibrated (EIA-923 burn / ERCOT MWh) | 1.0182 | 2572490 | 2526.4 | 2.5264 | 2.4318 | 2.1369
2023-01-17 | 18067.8 | 433.627 | 8.715 | calibrated (EIA-923 burn / ERCOT MWh) | 1.0182 | 3779066 | 3711.4 | 3.7114 | 2.641 | 3.1392
2023-01-18 | 9875.5 | 237.013 | 8.715 | calibrated (EIA-923 burn / ERCOT MWh) | 1.0182 | 2065572 | 2028.6 | 2.0286 | 2.6729 | 1.7158
2023-01-19 | 17894.9 | 429.477 | 8.715 | calibrated (EIA-923 burn / ERCOT MWh) | 1.0182 | 3742899 | 3675.9 | 3.6759 | 2.8551 | 3.1091
2023-01-20 | 13422.6 | 322.143 | 8.715 | calibrated (EIA-923 burn / ERCOT MWh) | 1.0182 | 2807481 | 2757.2 | 2.7572 | 2.5837 | 2.3321
2023-01-21 | 14355.4 | 344.529 | 8.715 | calibrated (EIA-923 burn / ERCOT MWh) | 1.0182 | 3002576 | 2948.8 | 2.9488 | 2.697 | 2.4942
2023-01-22 | 20042 | 481.007 | 8.715 | calibrated (EIA-923 burn / ERCOT MWh) | 1.0182 | 4191983 | 4117 | 4.117 | 3.1093 | 3.4822
2023-01-23 | 14011.8 | 336.283 | 8.715 | calibrated (EIA-923 burn / ERCOT MWh) | 1.0182 | 2930712 | 2878.3 | 2.8783 | 3.1596 | 2.4345
2023-01-24 | 20202.2 | 484.853 | 8.715 | calibrated (EIA-923 burn / ERCOT MWh) | 1.0182 | 4225501 | 4149.9 | 4.1499 | 3.2222 | 3.51
2023-01-25 | 21080.4 | 505.929 | 8.715 | calibrated (EIA-923 burn / ERCOT MWh) | 1.0182 | 4409179 | 4330.3 | 4.3303 | 3.551 | 3.6626
2023-01-26 | 24575.2 | 589.804 | 8.715 | calibrated (EIA-923 burn / ERCOT MWh) | 1.0182 | 5140151 | 5048.2 | 5.0482 | 3.7471 | 4.2698
2023-01-27 | 16756.7 | 402.16 | 8.715 | calibrated (EIA-923 burn / ERCOT MWh) | 1.0182 | 3504831 | 3442.1 | 3.4421 | 3.8449 | 2.9114
2023-01-28 | 9067.2 | 217.612 | 8.715 | calibrated (EIA-923 burn / ERCOT MWh) | 1.0182 | 1896492 | 1862.5 | 1.8625 | 3.6897 | 1.5754
2023-01-29 | 15813.2 | 379.516 | 8.715 | calibrated (EIA-923 burn / ERCOT MWh) | 1.0182 | 3307488 | 3248.3 | 3.2483 | 3.5656 | 2.7475
2023-01-30 | 32513 | 780.311 | 8.715 | calibrated (EIA-923 burn / ERCOT MWh) | 1.0182 | 6800422 | 6678.7 | 6.6787 | 4.1086 | 5.649
2023-01-31 | 39162.2 | 939.893 | 8.715 | calibrated (EIA-923 burn / ERCOT MWh) | 1.0182 | 8191182 | 8044.6 | 8.0446 | 4.6649 | 6.8042
2023-02-01 | 40002 | 960.048 | 8.552 | calibrated (EIA-923 burn / ERCOT MWh) | 1.0185 | 8209914 | 8060.7 | 8.0607 | 5.1979 | 6.9502
2023-02-02 | 35609.6 | 854.631 | 8.552 | calibrated (EIA-923 burn / ERCOT MWh) | 1.0185 | 7308434 | 7175.6 | 7.1756 | 5.5018 | 6.187
2023-02-03 | 27014.2 | 648.34 | 8.552 | calibrated (EIA-923 burn / ERCOT MWh) | 1.0185 | 5544322 | 5443.5 | 5.4435 | 5.7877 | 4.6936
2023-02-04 | 14704 | 352.897 | 8.552 | calibrated (EIA-923 burn / ERCOT MWh) | 1.0185 | 3017822 | 2963 | 2.963 | 5.9449 | 2.5548
2023-02-05 | 15125.6 | 363.015 | 8.552 | calibrated (EIA-923 burn / ERCOT MWh) | 1.0185 | 3104347 | 3047.9 | 3.0479 | 5.9163 | 2.628
2023-02-06 | 7357.2 | 176.574 | 8.552 | calibrated (EIA-923 burn / ERCOT MWh) | 1.0185 | 1509984 | 1482.5 | 1.4825 | 5.174 | 1.2783
2023-02-07 | 9806 | 235.345 | 8.552 | calibrated (EIA-923 burn / ERCOT MWh) | 1.0185 | 2012568 | 1976 | 1.976 | 4.307 | 1.7038
2023-02-08 | 18292.5 | 439.02 | 8.552 | calibrated (EIA-923 burn / ERCOT MWh) | 1.0185 | 3754309 | 3686.1 | 3.6861 | 3.6821 | 3.1782
2023-02-09 | 16647.8 | 399.547 | 8.552 | calibrated (EIA-923 burn / ERCOT MWh) | 1.0185 | 3416753 | 3354.6 | 3.3546 | 3.1362 | 2.8925
2023-02-10 | 15903.4 | 381.682 | 8.552 | calibrated (EIA-923 burn / ERCOT MWh) | 1.0185 | 3263979 | 3204.6 | 3.2046 | 2.8164 | 2.7631
2023-02-11 | 26221.3 | 629.312 | 8.552 | calibrated (EIA-923 burn / ERCOT MWh) | 1.0185 | 5381603 | 5283.8 | 5.2838 | 3.1479 | 4.5558
2023-02-12 | 15355.4 | 368.529 | 8.552 | calibrated (EIA-923 burn / ERCOT MWh) | 1.0185 | 3151500 | 3094.2 | 3.0942 | 3.1545 | 2.6679
2023-02-13 | 15653.8 | 375.692 | 8.552 | calibrated (EIA-923 burn / ERCOT MWh) | 1.0185 | 3212755 | 3154.3 | 3.1543 | 3.3934 | 2.7198
2023-02-14 | 9133.2 | 219.196 | 8.552 | calibrated (EIA-923 burn / ERCOT MWh) | 1.0185 | 1874469 | 1840.4 | 1.8404 | 3.374 | 1.5868
2023-02-15 | 10425.4 | 250.21 | 8.552 | calibrated (EIA-923 burn / ERCOT MWh) | 1.0185 | 2139687 | 2100.8 | 2.1008 | 3.1475 | 1.8114
2023-02-16 | 11713.2 | 281.117 | 8.552 | calibrated (EIA-923 burn / ERCOT MWh) | 1.0185 | 2403991 | 2360.3 | 2.3603 | 3.0055 | 2.0351
2023-02-17 | 25416.6 | 609.999 | 8.552 | calibrated (EIA-923 burn / ERCOT MWh) | 1.0185 | 5216447 | 5121.6 | 5.1216 | 3.2793 | 4.416
2023-02-18 | 18098.5 | 434.364 | 8.552 | calibrated (EIA-923 burn / ERCOT MWh) | 1.0185 | 3714493 | 3647 | 3.647 | 3.0455 | 3.1445
2023-02-19 | 13584.5 | 326.027 | 8.552 | calibrated (EIA-923 burn / ERCOT MWh) | 1.0185 | 2788041 | 2737.4 | 2.7374 | 2.9945 | 2.3602
2023-02-20 | 10702.3 | 256.855 | 8.552 | calibrated (EIA-923 burn / ERCOT MWh) | 1.0185 | 2196513 | 2156.6 | 2.1566 | 2.852 | 1.8595
2023-02-21 | 11083.8 | 266.01 | 8.552 | calibrated (EIA-923 burn / ERCOT MWh) | 1.0185 | 2274802 | 2233.4 | 2.2334 | 2.9081 | 1.9257
2023-02-22 | 11464.2 | 275.142 | 8.552 | calibrated (EIA-923 burn / ERCOT MWh) | 1.0185 | 2352895 | 2310.1 | 2.3101 | 2.9381 | 1.9919
2023-02-23 | 15721.5 | 377.317 | 8.552 | calibrated (EIA-923 burn / ERCOT MWh) | 1.0185 | 3226651 | 3168 | 3.168 | 3.0534 | 2.7315
2023-02-24 | 22747.2 | 545.932 | 8.552 | calibrated (EIA-923 burn / ERCOT MWh) | 1.0185 | 4668574 | 4583.7 | 4.5837 | 2.9766 | 3.9522
2023-02-25 | 25805.1 | 619.323 | 8.552 | calibrated (EIA-923 burn / ERCOT MWh) | 1.0185 | 5296182 | 5199.9 | 5.1999 | 3.1984 | 4.4835
2023-02-26 | 11975.9 | 287.421 | 8.552 | calibrated (EIA-923 burn / ERCOT MWh) | 1.0185 | 2457900 | 2413.2 | 2.4132 | 3.1521 | 2.0808
2023-02-27 | 13084.1 | 314.018 | 8.552 | calibrated (EIA-923 burn / ERCOT MWh) | 1.0185 | 2685346 | 2636.5 | 2.6365 | 3.2207 | 2.2733
2023-02-28 | 15370 | 368.881 | 8.552 | calibrated (EIA-923 burn / ERCOT MWh) | 1.0185 | 3154510 | 3097.2 | 3.0972 | 3.3441 | 2.6705
2023-03-01 | 20064 | 481.536 | 8.781 | calibrated (EIA-923 burn / ERCOT MWh) | 1.0168 | 4228279 | 4158.3 | 4.1583 | 3.6081 | 3.486
2023-03-02 | 15882.2 | 381.173 | 8.781 | calibrated (EIA-923 burn / ERCOT MWh) | 1.0168 | 3347010 | 3291.6 | 3.2916 | 3.6258 | 2.7595
2023-03-03 | 13158.8 | 315.81 | 8.781 | calibrated (EIA-923 burn / ERCOT MWh) | 1.0168 | 2773070 | 2727.2 | 2.7272 | 3.3606 | 2.2863
2023-03-04 | 14485.2 | 347.645 | 8.781 | calibrated (EIA-923 burn / ERCOT MWh) | 1.0168 | 3052607 | 3002.1 | 3.0021 | 3.0466 | 2.5167
2023-03-05 | 9075.6 | 217.815 | 8.781 | calibrated (EIA-923 burn / ERCOT MWh) | 1.0168 | 1912594 | 1880.9 | 1.8809 | 2.9705 | 1.5768
2023-03-06 | 17198.2 | 412.756 | 8.781 | calibrated (EIA-923 burn / ERCOT MWh) | 1.0168 | 3624335 | 3564.3 | 3.5643 | 3.1031 | 2.9881
2023-03-07 | 19959.3 | 479.024 | 8.781 | calibrated (EIA-923 burn / ERCOT MWh) | 1.0168 | 4206222 | 4136.6 | 4.1366 | 3.2516 | 3.4678
2023-03-08 | 21410.6 | 513.855 | 8.781 | calibrated (EIA-923 burn / ERCOT MWh) | 1.0168 | 4512067 | 4437.4 | 4.4374 | 3.2914 | 3.72
2023-03-09 | 22654 | 543.697 | 8.781 | calibrated (EIA-923 burn / ERCOT MWh) | 1.0168 | 4774104 | 4695.1 | 4.6951 | 3.4919 | 3.936
2023-03-10 | 19623.8 | 470.97 | 8.781 | calibrated (EIA-923 burn / ERCOT MWh) | 1.0168 | 4135501 | 4067 | 4.067 | 3.6833 | 3.4095
2023-03-11 | 11381 | 273.145 | 8.781 | calibrated (EIA-923 burn / ERCOT MWh) | 1.0168 | 2398436 | 2358.7 | 2.3587 | 3.5914 | 1.9774
2023-03-12 | 13485.8 | 323.66 | 8.781 | calibrated (EIA-923 burn / ERCOT MWh) | 1.0168 | 2841999 | 2795 | 2.795 | 3.722 | 2.3431
2023-03-13 | 14108.2 | 338.597 | 8.781 | calibrated (EIA-923 burn / ERCOT MWh) | 1.0168 | 2973158 | 2923.9 | 2.9239 | 3.6305 | 2.4512
2023-03-14 | 15028 | 360.673 | 8.781 | calibrated (EIA-923 burn / ERCOT MWh) | 1.0168 | 3167004 | 3114.6 | 3.1146 | 3.4845 | 2.611
2023-03-15 | 7776.9 | 186.645 | 8.781 | calibrated (EIA-923 burn / ERCOT MWh) | 1.0168 | 1638896 | 1611.8 | 1.6118 | 3.0809 | 1.3512
2023-03-16 | 7429.7 | 178.312 | 8.781 | calibrated (EIA-923 burn / ERCOT MWh) | 1.0168 | 1565725 | 1539.8 | 1.5398 | 2.6301 | 1.2909
2023-03-17 | 13366.9 | 320.806 | 8.781 | calibrated (EIA-923 burn / ERCOT MWh) | 1.0168 | 2816939 | 2770.3 | 2.7703 | 2.4449 | 2.3224
2023-03-18 | 21368.9 | 512.853 | 8.781 | calibrated (EIA-923 burn / ERCOT MWh) | 1.0168 | 4503268 | 4428.7 | 4.4287 | 2.7406 | 3.7127
2023-03-19 | 20147.7 | 483.544 | 8.781 | calibrated (EIA-923 burn / ERCOT MWh) | 1.0168 | 4245911 | 4175.6 | 4.1756 | 2.9378 | 3.5006
2023-03-20 | 16056.6 | 385.358 | 8.781 | calibrated (EIA-923 burn / ERCOT MWh) | 1.0168 | 3383758 | 3327.7 | 3.3277 | 2.9955 | 2.7898
2023-03-21 | 9963.6 | 239.126 | 8.781 | calibrated (EIA-923 burn / ERCOT MWh) | 1.0168 | 2099722 | 2065 | 2.065 | 2.8456 | 1.7311
2023-03-22 | 11702.8 | 280.868 | 8.781 | calibrated (EIA-923 burn / ERCOT MWh) | 1.0168 | 2466250 | 2425.4 | 2.4254 | 2.9618 | 2.0333
2023-03-23 | 17090 | 410.16 | 8.781 | calibrated (EIA-923 burn / ERCOT MWh) | 1.0168 | 3601540 | 3541.9 | 3.5419 | 3.2478 | 2.9693
2023-03-24 | 17975.3 | 431.407 | 8.781 | calibrated (EIA-923 burn / ERCOT MWh) | 1.0168 | 3788106 | 3725.4 | 3.7254 | 3.3843 | 3.1231
2023-03-25 | 14519.3 | 348.464 | 8.781 | calibrated (EIA-923 burn / ERCOT MWh) | 1.0168 | 3059799 | 3009.1 | 3.0091 | 3.1815 | 2.5227
2023-03-26 | 18942 | 454.608 | 8.781 | calibrated (EIA-923 burn / ERCOT MWh) | 1.0168 | 3991830 | 3925.7 | 3.9257 | 3.1458 | 3.2911
2023-03-27 | 21636.4 | 519.274 | 8.781 | calibrated (EIA-923 burn / ERCOT MWh) | 1.0168 | 4559650 | 4484.2 | 4.4842 | 3.311 | 3.7592
2023-03-28 | 15722.6 | 377.342 | 8.781 | calibrated (EIA-923 burn / ERCOT MWh) | 1.0168 | 3313371 | 3258.5 | 3.2585 | 3.4815 | 2.7317
2023-03-29 | 19406.2 | 465.749 | 8.781 | calibrated (EIA-923 burn / ERCOT MWh) | 1.0168 | 4089657 | 4022 | 4.022 | 3.7096 | 3.3717
2023-03-30 | 11633 | 279.192 | 8.781 | calibrated (EIA-923 burn / ERCOT MWh) | 1.0168 | 2451534 | 2411 | 2.411 | 3.548 | 2.0212
2023-03-31 | 14196.9 | 340.725 | 8.781 | calibrated (EIA-923 burn / ERCOT MWh) | 1.0168 | 2991844 | 2942.3 | 2.9423 | 3.4361 | 2.4666
2023-04-01 | 19240.3 | 461.767 | 8.678 | calibrated (EIA-923 burn / ERCOT MWh) | 1.0173 | 4007151 | 3939 | 3.939 | 3.569 | 3.3429
2023-04-02 | 12822.4 | 307.738 | 8.678 | calibrated (EIA-923 burn / ERCOT MWh) | 1.0173 | 2670509 | 2625.1 | 2.6251 | 3.3832 | 2.2278
2023-04-03 | 17512.8 | 420.306 | 8.678 | calibrated (EIA-923 burn / ERCOT MWh) | 1.0173 | 3647358 | 3585.4 | 3.5854 | 3.2548 | 3.0428
2023-04-04 | 15749 | 377.977 | 8.678 | calibrated (EIA-923 burn / ERCOT MWh) | 1.0173 | 3280033 | 3224.3 | 3.2243 | 3.2499 | 2.7363
2023-04-05 | 16306.9 | 391.366 | 8.678 | calibrated (EIA-923 burn / ERCOT MWh) | 1.0173 | 3396221 | 3338.5 | 3.3385 | 3.1522 | 2.8332
2023-04-06 | 13947.2 | 334.734 | 8.678 | calibrated (EIA-923 burn / ERCOT MWh) | 1.0173 | 2904776 | 2855.4 | 2.8554 | 3.2157 | 2.4233
2023-04-07 | 18728.5 | 449.485 | 8.678 | calibrated (EIA-923 burn / ERCOT MWh) | 1.0173 | 3900570 | 3834.3 | 3.8343 | 3.3431 | 3.254
2023-04-08 | 21748.9 | 521.974 | 8.678 | calibrated (EIA-923 burn / ERCOT MWh) | 1.0173 | 4529620 | 4452.6 | 4.4526 | 3.4165 | 3.7788
2023-04-09 | 18531 | 444.744 | 8.678 | calibrated (EIA-923 burn / ERCOT MWh) | 1.0173 | 3859428 | 3793.8 | 3.7938 | 3.5835 | 3.2197
2023-04-10 | 21386 | 513.265 | 8.678 | calibrated (EIA-923 burn / ERCOT MWh) | 1.0173 | 4454044 | 4378.3 | 4.3783 | 3.6967 | 3.7157
2023-04-11 | 17851.2 | 428.428 | 8.678 | calibrated (EIA-923 burn / ERCOT MWh) | 1.0173 | 3717840 | 3654.6 | 3.6546 | 3.7582 | 3.1016
2023-04-12 | 13799.6 | 331.191 | 8.678 | calibrated (EIA-923 burn / ERCOT MWh) | 1.0173 | 2874031 | 2825.2 | 2.8252 | 3.6849 | 2.3976
2023-04-13 | 11569.9 | 277.677 | 8.678 | calibrated (EIA-923 burn / ERCOT MWh) | 1.0173 | 2409643 | 2368.7 | 2.3687 | 3.6154 | 2.0102
2023-04-14 | 12404.5 | 297.707 | 8.678 | calibrated (EIA-923 burn / ERCOT MWh) | 1.0173 | 2583461 | 2539.5 | 2.5395 | 3.4304 | 2.1552
2023-04-15 | 16181.2 | 388.349 | 8.678 | calibrated (EIA-923 burn / ERCOT MWh) | 1.0173 | 3370040 | 3312.8 | 3.3128 | 3.2676 | 2.8114
2023-04-16 | 15865.4 | 380.77 | 8.678 | calibrated (EIA-923 burn / ERCOT MWh) | 1.0173 | 3304270 | 3248.1 | 3.2481 | 3.1896 | 2.7565
2023-04-17 | 10349.8 | 248.394 | 8.678 | calibrated (EIA-923 burn / ERCOT MWh) | 1.0173 | 2155529 | 2118.9 | 2.1189 | 2.8668 | 1.7982
2023-04-18 | 9686.6 | 232.478 | 8.678 | calibrated (EIA-923 burn / ERCOT MWh) | 1.0173 | 2017413 | 1983.1 | 1.9831 | 2.628 | 1.683
2023-04-19 | 11625.3 | 279.008 | 8.678 | calibrated (EIA-923 burn / ERCOT MWh) | 1.0173 | 2421194 | 2380 | 2.38 | 2.5644 | 2.0198
2023-04-20 | 17908.2 | 429.797 | 8.678 | calibrated (EIA-923 burn / ERCOT MWh) | 1.0173 | 3729720 | 3666.3 | 3.6663 | 2.7498 | 3.1115
2023-04-21 | 20495.2 | 491.885 | 8.678 | calibrated (EIA-923 burn / ERCOT MWh) | 1.0173 | 4268511 | 4196 | 4.196 | 2.9865 | 3.5609
2023-04-22 | 9511.6 | 228.278 | 8.678 | calibrated (EIA-923 burn / ERCOT MWh) | 1.0173 | 1980966 | 1947.3 | 1.9473 | 2.7914 | 1.6526
2023-04-23 | 15162.6 | 363.903 | 8.678 | calibrated (EIA-923 burn / ERCOT MWh) | 1.0173 | 3157901 | 3104.2 | 3.1042 | 2.7708 | 2.6344
2023-04-24 | 18894.4 | 453.465 | 8.678 | calibrated (EIA-923 burn / ERCOT MWh) | 1.0173 | 3935108 | 3868.2 | 3.8682 | 3.0207 | 3.2828
2023-04-25 | 15871.5 | 380.917 | 8.678 | calibrated (EIA-923 burn / ERCOT MWh) | 1.0173 | 3305546 | 3249.4 | 3.2494 | 3.2016 | 2.7576
2023-04-26 | 17118.6 | 410.847 | 8.678 | calibrated (EIA-923 burn / ERCOT MWh) | 1.0173 | 3565275 | 3504.7 | 3.5047 | 3.3623 | 2.9743
2023-04-27 | 19499.8 | 467.994 | 8.678 | calibrated (EIA-923 burn / ERCOT MWh) | 1.0173 | 4061188 | 3992.2 | 3.9922 | 3.4088 | 3.388
2023-04-28 | 13044.5 | 313.067 | 8.678 | calibrated (EIA-923 burn / ERCOT MWh) | 1.0173 | 2716753 | 2670.6 | 2.6706 | 3.1909 | 2.2664
2023-04-29 | 11079 | 265.897 | 8.678 | calibrated (EIA-923 burn / ERCOT MWh) | 1.0173 | 2307418 | 2268.2 | 2.2682 | 3.2368 | 1.9249
2023-04-30 | 16035.9 | 384.861 | 8.678 | calibrated (EIA-923 burn / ERCOT MWh) | 1.0173 | 3339772 | 3283 | 3.283 | 3.2623 | 2.7862
2023-05-01 | 17477.2 | 419.452 | 8.462 | calibrated (EIA-923 burn / ERCOT MWh) | 1.0178 | 3549456 | 3487.2 | 3.4872 | 3.2079 | 3.0366
2023-05-02 | 20243.4 | 485.841 | 8.462 | calibrated (EIA-923 burn / ERCOT MWh) | 1.0178 | 4111248 | 4039.2 | 4.0392 | 3.3207 | 3.5172
2023-05-03 | 22417 | 538.009 | 8.462 | calibrated (EIA-923 burn / ERCOT MWh) | 1.0178 | 4552700 | 4472.9 | 4.4729 | 3.459 | 3.8949
2023-05-04 | 19754.2 | 474.102 | 8.462 | calibrated (EIA-923 burn / ERCOT MWh) | 1.0178 | 4011911 | 3941.6 | 3.9416 | 3.4518 | 3.4322
2023-05-05 | 22436.8 | 538.483 | 8.462 | calibrated (EIA-923 burn / ERCOT MWh) | 1.0178 | 4556711 | 4476.8 | 4.4768 | 3.7098 | 3.8983
2023-05-06 | 21345 | 512.281 | 8.462 | calibrated (EIA-923 burn / ERCOT MWh) | 1.0178 | 4334987 | 4259 | 4.259 | 3.9942 | 3.7086
2023-05-07 | 18575.7 | 445.816 | 8.462 | calibrated (EIA-923 burn / ERCOT MWh) | 1.0178 | 3772551 | 3706.4 | 3.7064 | 4.0547 | 3.2274
2023-05-08 | 22724 | 545.375 | 8.462 | calibrated (EIA-923 burn / ERCOT MWh) | 1.0178 | 4615032 | 4534.1 | 4.5341 | 4.2043 | 3.9482
2023-05-09 | 20403.9 | 489.693 | 8.462 | calibrated (EIA-923 burn / ERCOT MWh) | 1.0178 | 4143844 | 4071.2 | 4.0712 | 4.2088 | 3.5451
2023-05-10 | 18928.7 | 454.289 | 8.462 | calibrated (EIA-923 burn / ERCOT MWh) | 1.0178 | 3844251 | 3776.8 | 3.7768 | 4.1094 | 3.2888
2023-05-11 | 22111.8 | 530.684 | 8.462 | calibrated (EIA-923 burn / ERCOT MWh) | 1.0178 | 4490715 | 4412 | 4.412 | 4.1766 | 3.8418
2023-05-12 | 24811.4 | 595.474 | 8.462 | calibrated (EIA-923 burn / ERCOT MWh) | 1.0178 | 5038976 | 4950.6 | 4.9506 | 4.2443 | 4.3109
2023-05-13 | 24742.3 | 593.816 | 8.462 | calibrated (EIA-923 burn / ERCOT MWh) | 1.0178 | 5024946 | 4936.8 | 4.9368 | 4.3411 | 4.2989
2023-05-14 | 27475.1 | 659.403 | 8.462 | calibrated (EIA-923 burn / ERCOT MWh) | 1.0178 | 5579951 | 5482.1 | 5.4821 | 4.5948 | 4.7737
2023-05-15 | 29053.7 | 697.288 | 8.462 | calibrated (EIA-923 burn / ERCOT MWh) | 1.0178 | 5900539 | 5797.1 | 5.7971 | 4.7752 | 5.0479
2023-05-16 | 29927.5 | 718.261 | 8.462 | calibrated (EIA-923 burn / ERCOT MWh) | 1.0178 | 6078015 | 5971.4 | 5.9714 | 5.0467 | 5.1998
2023-05-17 | 28260.3 | 678.247 | 8.462 | calibrated (EIA-923 burn / ERCOT MWh) | 1.0178 | 5739412 | 5638.8 | 5.6388 | 5.3127 | 4.9101
2023-05-18 | 25574.1 | 613.779 | 8.462 | calibrated (EIA-923 burn / ERCOT MWh) | 1.0178 | 5193875 | 5102.8 | 5.1028 | 5.4114 | 4.4434
2023-05-19 | 25594.1 | 614.259 | 8.462 | calibrated (EIA-923 burn / ERCOT MWh) | 1.0178 | 5197937 | 5106.8 | 5.1068 | 5.4337 | 4.4469
2023-05-20 | 25314.7 | 607.553 | 8.462 | calibrated (EIA-923 burn / ERCOT MWh) | 1.0178 | 5141190 | 5051 | 5.051 | 5.45 | 4.3983
2023-05-21 | 24629.5 | 591.107 | 8.462 | calibrated (EIA-923 burn / ERCOT MWh) | 1.0178 | 5002022 | 4914.3 | 4.9143 | 5.3689 | 4.2792
2023-05-22 | 25468.2 | 611.237 | 8.462 | calibrated (EIA-923 burn / ERCOT MWh) | 1.0178 | 5172365 | 5081.7 | 5.0817 | 5.2667 | 4.425
2023-05-23 | 25832.2 | 619.972 | 8.462 | calibrated (EIA-923 burn / ERCOT MWh) | 1.0178 | 5246281 | 5154.3 | 5.1543 | 5.15 | 4.4882
2023-05-24 | 27328.7 | 655.889 | 8.462 | calibrated (EIA-923 burn / ERCOT MWh) | 1.0178 | 5550216 | 5452.9 | 5.4529 | 5.1234 | 4.7482
2023-05-25 | 26873.2 | 644.956 | 8.462 | calibrated (EIA-923 burn / ERCOT MWh) | 1.0178 | 5457699 | 5362 | 5.362 | 5.1604 | 4.6691
2023-05-26 | 25763 | 618.313 | 8.462 | calibrated (EIA-923 burn / ERCOT MWh) | 1.0178 | 5232243 | 5140.5 | 5.1405 | 5.1652 | 4.4762
2023-05-27 | 23596.8 | 566.324 | 8.462 | calibrated (EIA-923 burn / ERCOT MWh) | 1.0178 | 4792305 | 4708.3 | 4.7083 | 5.1163 | 4.0998
2023-05-28 | 22903 | 549.672 | 8.462 | calibrated (EIA-923 burn / ERCOT MWh) | 1.0178 | 4651394 | 4569.8 | 4.5698 | 5.0671 | 3.9793
2023-05-29 | 25582 | 613.968 | 8.462 | calibrated (EIA-923 burn / ERCOT MWh) | 1.0178 | 5195475 | 5104.4 | 5.1044 | 5.0703 | 4.4447
2023-05-30 | 25836.8 | 620.082 | 8.462 | calibrated (EIA-923 burn / ERCOT MWh) | 1.0178 | 5247212 | 5155.2 | 5.1552 | 5.0704 | 4.489
2023-05-31 | 22014.1 | 528.339 | 8.462 | calibrated (EIA-923 burn / ERCOT MWh) | 1.0178 | 4470871 | 4392.5 | 4.3925 | 4.919 | 3.8248
2023-06-01 | 21343 | 512.233 | 8.602 | calibrated (EIA-923 burn / ERCOT MWh) | 1.019 | 4406099 | 4323.9 | 4.3239 | 4.7707 | 3.7083
2023-06-02 | 22550.2 | 541.205 | 8.602 | calibrated (EIA-923 burn / ERCOT MWh) | 1.019 | 4655309 | 4568.5 | 4.5685 | 4.6889 | 3.918
2023-06-03 | 29259.7 | 702.232 | 8.602 | calibrated (EIA-923 burn / ERCOT MWh) | 1.019 | 6040423 | 5927.8 | 5.9278 | 4.8632 | 5.0837
2023-06-04 | 27894.5 | 669.469 | 8.602 | calibrated (EIA-923 burn / ERCOT MWh) | 1.019 | 5758603 | 5651.2 | 5.6512 | 5.0176 | 4.8465
2023-06-05 | 30469.8 | 731.275 | 8.602 | calibrated (EIA-923 burn / ERCOT MWh) | 1.019 | 6290243 | 6172.9 | 6.1729 | 5.1703 | 5.294
2023-06-06 | 31100 | 746.4 | 8.602 | calibrated (EIA-923 burn / ERCOT MWh) | 1.019 | 6420345 | 6300.6 | 6.3006 | 5.3339 | 5.4035
2023-06-07 | 31951 | 766.823 | 8.602 | calibrated (EIA-923 burn / ERCOT MWh) | 1.019 | 6596018 | 6473 | 6.473 | 5.6311 | 5.5513
2023-06-08 | 30128.4 | 723.082 | 8.602 | calibrated (EIA-923 burn / ERCOT MWh) | 1.019 | 6219769 | 6103.8 | 6.1038 | 5.8854 | 5.2347
2023-06-09 | 30230 | 725.52 | 8.602 | calibrated (EIA-923 burn / ERCOT MWh) | 1.019 | 6240740 | 6124.3 | 6.1243 | 6.1076 | 5.2523
2023-06-10 | 26218 | 629.232 | 8.602 | calibrated (EIA-923 burn / ERCOT MWh) | 1.019 | 5412495 | 5311.5 | 5.3115 | 6.0196 | 4.5553
2023-06-11 | 27209.6 | 653.03 | 8.602 | calibrated (EIA-923 burn / ERCOT MWh) | 1.019 | 5617199 | 5512.4 | 5.5124 | 5.9998 | 4.7275
2023-06-12 | 26421.7 | 634.12 | 8.602 | calibrated (EIA-923 burn / ERCOT MWh) | 1.019 | 5454540 | 5352.8 | 5.3528 | 5.8826 | 4.5906
2023-06-13 | 30314.8 | 727.554 | 8.602 | calibrated (EIA-923 burn / ERCOT MWh) | 1.019 | 6258236 | 6141.5 | 6.1415 | 5.8599 | 5.267
2023-06-14 | 32305.4 | 775.329 | 8.602 | calibrated (EIA-923 burn / ERCOT MWh) | 1.019 | 6669184 | 6544.8 | 6.5448 | 5.8702 | 5.6129
2023-06-15 | 30169.2 | 724.062 | 8.602 | calibrated (EIA-923 burn / ERCOT MWh) | 1.019 | 6228199 | 6112 | 6.112 | 5.8713 | 5.2418
2023-06-16 | 33340 | 800.159 | 8.602 | calibrated (EIA-923 burn / ERCOT MWh) | 1.019 | 6882766 | 6754.4 | 6.7544 | 5.9614 | 5.7927
2023-06-17 | 31773.4 | 762.562 | 8.602 | calibrated (EIA-923 burn / ERCOT MWh) | 1.019 | 6559366 | 6437 | 6.437 | 6.1221 | 5.5205
2023-06-18 | 31581.7 | 757.961 | 8.602 | calibrated (EIA-923 burn / ERCOT MWh) | 1.019 | 6519789 | 6398.2 | 6.3982 | 6.2487 | 5.4872
2023-06-19 | 32735.3 | 785.647 | 8.602 | calibrated (EIA-923 burn / ERCOT MWh) | 1.019 | 6757937 | 6631.9 | 6.6319 | 6.4314 | 5.6876
2023-06-20 | 35384 | 849.215 | 8.602 | calibrated (EIA-923 burn / ERCOT MWh) | 1.019 | 7304733 | 7168.5 | 7.1685 | 6.5781 | 6.1478
2023-06-21 | 33721.5 | 809.316 | 8.602 | calibrated (EIA-923 burn / ERCOT MWh) | 1.019 | 6961532 | 6831.7 | 6.8317 | 6.6191 | 5.8589
2023-06-22 | 29420.1 | 706.082 | 8.602 | calibrated (EIA-923 burn / ERCOT MWh) | 1.019 | 6073539 | 5960.3 | 5.9603 | 6.5974 | 5.1116
2023-06-23 | 28524.2 | 684.58 | 8.602 | calibrated (EIA-923 burn / ERCOT MWh) | 1.019 | 5888584 | 5778.8 | 5.7788 | 6.458 | 4.9559
2023-06-24 | 27832.9 | 667.989 | 8.602 | calibrated (EIA-923 burn / ERCOT MWh) | 1.019 | 5745873 | 5638.7 | 5.6387 | 6.344 | 4.8358
2023-06-25 | 30102.3 | 722.456 | 8.602 | calibrated (EIA-923 burn / ERCOT MWh) | 1.019 | 6214384 | 6098.5 | 6.0985 | 6.3012 | 5.2301
2023-06-26 | 35031.5 | 840.756 | 8.602 | calibrated (EIA-923 burn / ERCOT MWh) | 1.019 | 7231971 | 7097.1 | 7.0971 | 6.3676 | 6.0866
2023-06-27 | 30517.7 | 732.425 | 8.602 | calibrated (EIA-923 burn / ERCOT MWh) | 1.019 | 6300135 | 6182.6 | 6.1826 | 6.2268 | 5.3023
2023-06-28 | 26479.5 | 635.508 | 8.602 | calibrated (EIA-923 burn / ERCOT MWh) | 1.019 | 5466480 | 5364.5 | 5.3645 | 6.0172 | 4.6007
2023-06-29 | 26698.8 | 640.77 | 8.602 | calibrated (EIA-923 burn / ERCOT MWh) | 1.019 | 5511742 | 5408.9 | 5.4089 | 5.9384 | 4.6388
2023-06-30 | 27600.6 | 662.415 | 8.602 | calibrated (EIA-923 burn / ERCOT MWh) | 1.019 | 5697927 | 5591.6 | 5.5916 | 5.9117 | 4.7955
2023-07-01 | 30284.6 | 726.831 | 8.541 | calibrated (EIA-923 burn / ERCOT MWh) | 1.0186 | 6207975 | 6094.9 | 6.0949 | 5.9769 | 5.2618
2023-07-02 | 33099.2 | 794.382 | 8.541 | calibrated (EIA-923 burn / ERCOT MWh) | 1.0186 | 6784939 | 6661.3 | 6.6613 | 6.0573 | 5.7508
2023-07-03 | 35042.8 | 841.027 | 8.541 | calibrated (EIA-923 burn / ERCOT MWh) | 1.0186 | 7183341 | 7052.5 | 7.0525 | 6.0509 | 6.0885
2023-07-04 | 29272.7 | 702.544 | 8.541 | calibrated (EIA-923 burn / ERCOT MWh) | 1.0186 | 6000536 | 5891.2 | 5.8912 | 6.0093 | 5.086
2023-07-05 | 29935.8 | 718.459 | 8.541 | calibrated (EIA-923 burn / ERCOT MWh) | 1.0186 | 6136469 | 6024.7 | 6.0247 | 6.1036 | 5.2012
2023-07-06 | 29482.7 | 707.584 | 8.541 | calibrated (EIA-923 burn / ERCOT MWh) | 1.0186 | 6043584 | 5933.5 | 5.9335 | 6.1785 | 5.1225
2023-07-07 | 26149.5 | 627.587 | 8.541 | calibrated (EIA-923 burn / ERCOT MWh) | 1.0186 | 5360317 | 5262.7 | 5.2627 | 6.1315 | 4.5433
2023-07-08 | 31000.1 | 744.003 | 8.541 | calibrated (EIA-923 burn / ERCOT MWh) | 1.0186 | 6354644 | 6238.9 | 6.2389 | 6.1521 | 5.3861
2023-07-09 | 29172.6 | 700.143 | 8.541 | calibrated (EIA-923 burn / ERCOT MWh) | 1.0186 | 5980029 | 5871.1 | 5.8711 | 6.0392 | 5.0686
2023-07-10 | 34395.2 | 825.485 | 8.541 | calibrated (EIA-923 burn / ERCOT MWh) | 1.0186 | 7050594 | 6922.1 | 6.9221 | 6.0206 | 5.976
2023-07-11 | 30703.2 | 736.877 | 8.541 | calibrated (EIA-923 burn / ERCOT MWh) | 1.0186 | 6293780 | 6179.1 | 6.1791 | 6.0617 | 5.3345
2023-07-12 | 28536.4 | 684.873 | 8.541 | calibrated (EIA-923 burn / ERCOT MWh) | 1.0186 | 5849606 | 5743 | 5.743 | 6.0215 | 4.9581
2023-07-13 | 32080.9 | 769.941 | 8.541 | calibrated (EIA-923 burn / ERCOT MWh) | 1.0186 | 6576184 | 6456.4 | 6.4564 | 6.0962 | 5.5739
2023-07-14 | 33084.9 | 794.037 | 8.541 | calibrated (EIA-923 burn / ERCOT MWh) | 1.0186 | 6781992 | 6658.4 | 6.6584 | 6.2956 | 5.7483
2023-07-15 | 32585.5 | 782.052 | 8.541 | calibrated (EIA-923 burn / ERCOT MWh) | 1.0186 | 6679626 | 6557.9 | 6.5579 | 6.3412 | 5.6616
2023-07-16 | 33279 | 798.697 | 8.541 | calibrated (EIA-923 burn / ERCOT MWh) | 1.0186 | 6821794 | 6697.5 | 6.6975 | 6.4592 | 5.7821
2023-07-17 | 33013.8 | 792.33 | 8.541 | calibrated (EIA-923 burn / ERCOT MWh) | 1.0186 | 6767412 | 6644.1 | 6.6441 | 6.4195 | 5.736
2023-07-18 | 29359.7 | 704.633 | 8.541 | calibrated (EIA-923 burn / ERCOT MWh) | 1.0186 | 6018379 | 5908.7 | 5.9087 | 6.3809 | 5.1011
2023-07-19 | 29543.3 | 709.04 | 8.541 | calibrated (EIA-923 burn / ERCOT MWh) | 1.0186 | 6056020 | 5945.7 | 5.9457 | 6.4098 | 5.133
2023-07-20 | 34261 | 822.263 | 8.541 | calibrated (EIA-923 burn / ERCOT MWh) | 1.0186 | 7023075 | 6895.1 | 6.8951 | 6.4725 | 5.9527
2023-07-21 | 34362.3 | 824.696 | 8.541 | calibrated (EIA-923 burn / ERCOT MWh) | 1.0186 | 7043855 | 6915.5 | 6.9155 | 6.5092 | 5.9703
2023-07-22 | 36303.8 | 871.292 | 8.541 | calibrated (EIA-923 burn / ERCOT MWh) | 1.0186 | 7441839 | 7306.3 | 7.3063 | 6.6161 | 6.3076
2023-07-23 | 34294.1 | 823.058 | 8.541 | calibrated (EIA-923 burn / ERCOT MWh) | 1.0186 | 7029865 | 6901.8 | 6.9018 | 6.6453 | 5.9584
2023-07-24 | 33106 | 794.543 | 8.541 | calibrated (EIA-923 burn / ERCOT MWh) | 1.0186 | 6786314 | 6662.7 | 6.6627 | 6.648 | 5.752
2023-07-25 | 30822.8 | 739.747 | 8.541 | calibrated (EIA-923 burn / ERCOT MWh) | 1.0186 | 6318293 | 6203.2 | 6.2032 | 6.69 | 5.3553
2023-07-26 | 31054.2 | 745.301 | 8.541 | calibrated (EIA-923 burn / ERCOT MWh) | 1.0186 | 6365730 | 6249.8 | 6.2498 | 6.7335 | 5.3955
2023-07-27 | 31578.7 | 757.889 | 8.541 | calibrated (EIA-923 burn / ERCOT MWh) | 1.0186 | 6473246 | 6355.3 | 6.3553 | 6.6564 | 5.4866
2023-07-28 | 33226 | 797.425 | 8.541 | calibrated (EIA-923 burn / ERCOT MWh) | 1.0186 | 6810929 | 6686.8 | 6.6868 | 6.6237 | 5.7729
2023-07-29 | 33980.9 | 815.542 | 8.541 | calibrated (EIA-923 burn / ERCOT MWh) | 1.0186 | 6965670 | 6838.8 | 6.8388 | 6.5569 | 5.904
2023-07-30 | 35734.8 | 857.636 | 8.541 | calibrated (EIA-923 burn / ERCOT MWh) | 1.0186 | 7325201 | 7191.7 | 7.1917 | 6.5983 | 6.2088
2023-07-31 | 37815.9 | 907.582 | 8.541 | calibrated (EIA-923 burn / ERCOT MWh) | 1.0186 | 7751797 | 7610.6 | 7.6106 | 6.7337 | 6.5703
2023-08-01 | 35847.1 | 860.331 | 8.555 | calibrated (EIA-923 burn / ERCOT MWh) | 1.0207 | 7359881 | 7210.7 | 7.2107 | 6.8777 | 6.2283
2023-08-02 | 35870.7 | 860.897 | 8.555 | calibrated (EIA-923 burn / ERCOT MWh) | 1.0207 | 7364723 | 7215.4 | 7.2154 | 7.0156 | 6.2324
2023-08-03 | 34704 | 832.895 | 8.555 | calibrated (EIA-923 burn / ERCOT MWh) | 1.0207 | 7125174 | 6980.7 | 6.9807 | 7.105 | 6.0296
2023-08-04 | 36124.9 | 866.998 | 8.555 | calibrated (EIA-923 burn / ERCOT MWh) | 1.0207 | 7416916 | 7266.5 | 7.2665 | 7.1878 | 6.2765
2023-08-05 | 33673.1 | 808.155 | 8.555 | calibrated (EIA-923 burn / ERCOT MWh) | 1.0207 | 6913531 | 6773.4 | 6.7734 | 7.1784 | 5.8505
2023-08-06 | 33861.3 | 812.672 | 8.555 | calibrated (EIA-923 burn / ERCOT MWh) | 1.0207 | 6952173 | 6811.2 | 6.8112 | 7.1241 | 5.8832
2023-08-07 | 37025.5 | 888.612 | 8.555 | calibrated (EIA-923 burn / ERCOT MWh) | 1.0207 | 7601817 | 7447.7 | 7.4477 | 7.1008 | 6.433
2023-08-08 | 37630.5 | 903.133 | 8.555 | calibrated (EIA-923 burn / ERCOT MWh) | 1.0207 | 7726040 | 7569.4 | 7.5694 | 7.1521 | 6.5381
2023-08-09 | 34055.6 | 817.334 | 8.555 | calibrated (EIA-923 burn / ERCOT MWh) | 1.0207 | 6992055 | 6850.3 | 6.8503 | 7.0999 | 5.917
2023-08-10 | 38776.4 | 930.633 | 8.555 | calibrated (EIA-923 burn / ERCOT MWh) | 1.0207 | 7961295 | 7799.9 | 7.7999 | 7.2169 | 6.7372
2023-08-11 | 36059.1 | 865.419 | 8.555 | calibrated (EIA-923 burn / ERCOT MWh) | 1.0207 | 7403408 | 7253.3 | 7.2533 | 7.215 | 6.2651
2023-08-12 | 33907.2 | 813.772 | 8.555 | calibrated (EIA-923 burn / ERCOT MWh) | 1.0207 | 6961583 | 6820.4 | 6.8204 | 7.2218 | 5.8912
2023-08-13 | 34139.3 | 819.343 | 8.555 | calibrated (EIA-923 burn / ERCOT MWh) | 1.0207 | 7009241 | 6867.1 | 6.8671 | 7.2297 | 5.9315
2023-08-14 | 35009.4 | 840.226 | 8.555 | calibrated (EIA-923 burn / ERCOT MWh) | 1.0207 | 7187889 | 7042.2 | 7.0422 | 7.1718 | 6.0827
2023-08-15 | 38123.8 | 914.97 | 8.555 | calibrated (EIA-923 burn / ERCOT MWh) | 1.0207 | 7827302 | 7668.6 | 7.6686 | 7.186 | 6.6238
2023-08-16 | 34771.8 | 834.522 | 8.555 | calibrated (EIA-923 burn / ERCOT MWh) | 1.0207 | 7139093 | 6994.4 | 6.9944 | 7.2066 | 6.0414
2023-08-17 | 35579.6 | 853.91 | 8.555 | calibrated (EIA-923 burn / ERCOT MWh) | 1.0207 | 7304952 | 7156.9 | 7.1569 | 7.1147 | 6.1818
2023-08-18 | 36736.8 | 881.683 | 8.555 | calibrated (EIA-923 burn / ERCOT MWh) | 1.0207 | 7542542 | 7389.6 | 7.3896 | 7.1342 | 6.3828
2023-08-19 | 34755.6 | 834.135 | 8.555 | calibrated (EIA-923 burn / ERCOT MWh) | 1.0207 | 7135782 | 6991.1 | 6.9911 | 7.1586 | 6.0386
2023-08-20 | 37102 | 890.448 | 8.555 | calibrated (EIA-923 burn / ERCOT MWh) | 1.0207 | 7617524 | 7463.1 | 7.4631 | 7.2437 | 6.4463
2023-08-21 | 39783.5 | 954.803 | 8.555 | calibrated (EIA-923 burn / ERCOT MWh) | 1.0207 | 8168062 | 8002.5 | 8.0025 | 7.3809 | 6.9122
2023-08-22 | 38656.7 | 927.761 | 8.555 | calibrated (EIA-923 burn / ERCOT MWh) | 1.0207 | 7936725 | 7775.8 | 7.7758 | 7.3962 | 6.7164
2023-08-23 | 37542.1 | 901.011 | 8.555 | calibrated (EIA-923 burn / ERCOT MWh) | 1.0207 | 7707887 | 7551.6 | 7.5516 | 7.4758 | 6.5228
2023-08-24 | 41163.5 | 987.924 | 8.555 | calibrated (EIA-923 burn / ERCOT MWh) | 1.0207 | 8451402 | 8280.1 | 8.2801 | 7.6363 | 7.152
2023-08-25 | 41005 | 984.12 | 8.555 | calibrated (EIA-923 burn / ERCOT MWh) | 1.0207 | 8418860 | 8248.2 | 8.2482 | 7.7589 | 7.1244
2023-08-26 | 40954 | 982.897 | 8.555 | calibrated (EIA-923 burn / ERCOT MWh) | 1.0207 | 8408398 | 8237.9 | 8.2379 | 7.937 | 7.1156
2023-08-27 | 39251.3 | 942.031 | 8.555 | calibrated (EIA-923 burn / ERCOT MWh) | 1.0207 | 8058801 | 7895.4 | 7.8954 | 7.9988 | 6.8197
2023-08-28 | 39440 | 946.559 | 8.555 | calibrated (EIA-923 burn / ERCOT MWh) | 1.0207 | 8097537 | 7933.4 | 7.9334 | 7.9889 | 6.8525
2023-08-29 | 38628.1 | 927.074 | 8.555 | calibrated (EIA-923 burn / ERCOT MWh) | 1.0207 | 7930848 | 7770.1 | 7.7701 | 7.9881 | 6.7114
2023-08-30 | 38693.7 | 928.648 | 8.555 | calibrated (EIA-923 burn / ERCOT MWh) | 1.0207 | 7944313 | 7783.3 | 7.7833 | 8.0212 | 6.7228
2023-08-31 | 37549.8 | 901.196 | 8.555 | calibrated (EIA-923 burn / ERCOT MWh) | 1.0207 | 7709470 | 7553.2 | 7.5532 | 7.9173 | 6.5241
2023-09-01 | 34404.4 | 825.706 | 8.502 | calibrated (EIA-923 burn / ERCOT MWh) | 1.017 | 7019816 | 6902.6 | 6.9026 | 7.7251 | 5.9776
2023-09-02 | 33647.3 | 807.535 | 8.502 | calibrated (EIA-923 burn / ERCOT MWh) | 1.017 | 6865333 | 6750.7 | 6.7507 | 7.5126 | 5.8461
2023-09-03 | 32145.5 | 771.492 | 8.502 | calibrated (EIA-923 burn / ERCOT MWh) | 1.017 | 6558910 | 6449.4 | 6.4494 | 7.3061 | 5.5851
2023-09-04 | 27335.9 | 656.062 | 8.502 | calibrated (EIA-923 burn / ERCOT MWh) | 1.017 | 5577572 | 5484.4 | 5.4844 | 6.9562 | 4.7495
2023-09-05 | 32180.7 | 772.336 | 8.502 | calibrated (EIA-923 burn / ERCOT MWh) | 1.017 | 6566086 | 6456.4 | 6.4564 | 6.7685 | 5.5912
2023-09-06 | 38486.9 | 923.686 | 8.502 | calibrated (EIA-923 burn / ERCOT MWh) | 1.017 | 7852802 | 7721.6 | 7.7216 | 6.7597 | 6.6869
2023-09-07 | 38096.5 | 914.317 | 8.502 | calibrated (EIA-923 burn / ERCOT MWh) | 1.017 | 7773150 | 7643.3 | 7.6433 | 6.7726 | 6.6191
2023-09-08 | 36464 | 875.137 | 8.502 | calibrated (EIA-923 burn / ERCOT MWh) | 1.017 | 7440058 | 7315.8 | 7.3158 | 6.8317 | 6.3355
2023-09-09 | 34730 | 833.52 | 8.502 | calibrated (EIA-923 burn / ERCOT MWh) | 1.017 | 7086247 | 6967.9 | 6.9679 | 6.8627 | 6.0342
2023-09-10 | 29188.5 | 700.525 | 8.502 | calibrated (EIA-923 burn / ERCOT MWh) | 1.017 | 5955578 | 5856.1 | 5.8561 | 6.7779 | 5.0714
2023-09-11 | 28075.2 | 673.805 | 8.502 | calibrated (EIA-923 burn / ERCOT MWh) | 1.017 | 5728415 | 5632.7 | 5.6327 | 6.7991 | 4.8779
2023-09-12 | 32394.2 | 777.46 | 8.502 | calibrated (EIA-923 burn / ERCOT MWh) | 1.017 | 6609648 | 6499.2 | 6.4992 | 6.8052 | 5.6283
2023-09-13 | 34270 | 822.481 | 8.502 | calibrated (EIA-923 burn / ERCOT MWh) | 1.017 | 6992398 | 6875.6 | 6.8756 | 6.6844 | 5.9543
2023-09-14 | 30296.5 | 727.116 | 8.502 | calibrated (EIA-923 burn / ERCOT MWh) | 1.017 | 6181644 | 6078.4 | 6.0784 | 6.4608 | 5.2639
2023-09-15 | 30728.8 | 737.491 | 8.502 | calibrated (EIA-923 burn / ERCOT MWh) | 1.017 | 6269848 | 6165.1 | 6.1651 | 6.2964 | 5.339
2023-09-16 | 29995.6 | 719.895 | 8.502 | calibrated (EIA-923 burn / ERCOT MWh) | 1.017 | 6120254 | 6018 | 6.018 | 6.1607 | 5.2116
2023-09-17 | 32253.9 | 774.093 | 8.502 | calibrated (EIA-923 burn / ERCOT MWh) | 1.017 | 6581023 | 6471.1 | 6.4711 | 6.2486 | 5.604
2023-09-18 | 28643.7 | 687.448 | 8.502 | calibrated (EIA-923 burn / ERCOT MWh) | 1.017 | 5844403 | 5746.8 | 5.7468 | 6.2649 | 4.9767
2023-09-19 | 24502.5 | 588.06 | 8.502 | calibrated (EIA-923 burn / ERCOT MWh) | 1.017 | 4999446 | 4915.9 | 4.9159 | 6.0387 | 4.2572
2023-09-20 | 29331.7 | 703.961 | 8.502 | calibrated (EIA-923 burn / ERCOT MWh) | 1.017 | 5984789 | 5884.8 | 5.8848 | 5.8972 | 5.0962
2023-09-21 | 31150.1 | 747.603 | 8.502 | calibrated (EIA-923 burn / ERCOT MWh) | 1.017 | 6355816 | 6249.7 | 6.2497 | 5.9216 | 5.4122
2023-09-22 | 29350.5 | 704.412 | 8.502 | calibrated (EIA-923 burn / ERCOT MWh) | 1.017 | 5988624 | 5888.6 | 5.8886 | 5.8821 | 5.0995
2023-09-23 | 29960.6 | 719.055 | 8.502 | calibrated (EIA-923 burn / ERCOT MWh) | 1.017 | 6113112 | 6011 | 6.011 | 5.8811 | 5.2055
2023-09-24 | 31677.1 | 760.251 | 8.502 | calibrated (EIA-923 burn / ERCOT MWh) | 1.017 | 6463344 | 6355.4 | 6.3554 | 5.8646 | 5.5037
2023-09-25 | 32824 | 787.775 | 8.502 | calibrated (EIA-923 burn / ERCOT MWh) | 1.017 | 6697342 | 6585.5 | 6.5855 | 5.9844 | 5.703
2023-09-26 | 34017.2 | 816.412 | 8.502 | calibrated (EIA-923 burn / ERCOT MWh) | 1.017 | 6940802 | 6824.9 | 6.8249 | 6.2571 | 5.9103
2023-09-27 | 32005.4 | 768.13 | 8.502 | calibrated (EIA-923 burn / ERCOT MWh) | 1.017 | 6530328 | 6421.3 | 6.4213 | 6.3337 | 5.5608
2023-09-28 | 29317.7 | 703.624 | 8.502 | calibrated (EIA-923 burn / ERCOT MWh) | 1.017 | 5981924 | 5882 | 5.882 | 6.2812 | 5.0938
2023-09-29 | 24946 | 598.705 | 8.502 | calibrated (EIA-923 burn / ERCOT MWh) | 1.017 | 5089946 | 5004.9 | 5.0049 | 6.155 | 4.3343
2023-09-30 | 24685.8 | 592.46 | 8.502 | calibrated (EIA-923 burn / ERCOT MWh) | 1.017 | 5036853 | 4952.7 | 4.9527 | 6.0038 | 4.289
2023-10-01 | 24224.6 | 581.391 | 8.761 | calibrated (EIA-923 burn / ERCOT MWh) | 1.0167 | 5093554 | 5009.7 | 5.0097 | 5.8116 | 4.2089
2023-10-02 | 25186.2 | 604.469 | 8.761 | calibrated (EIA-923 burn / ERCOT MWh) | 1.0167 | 5295740 | 5208.6 | 5.2086 | 5.6149 | 4.376
2023-10-03 | 25324.5 | 607.787 | 8.761 | calibrated (EIA-923 burn / ERCOT MWh) | 1.0167 | 5324809 | 5237.2 | 5.2372 | 5.3881 | 4.4
2023-10-04 | 28702.7 | 688.864 | 8.761 | calibrated (EIA-923 burn / ERCOT MWh) | 1.0167 | 6035123 | 5935.8 | 5.9358 | 5.3187 | 4.9869
2023-10-05 | 26509.4 | 636.225 | 8.761 | calibrated (EIA-923 burn / ERCOT MWh) | 1.0167 | 5573954 | 5482.2 | 5.4822 | 5.2616 | 4.6059
2023-10-06 | 25152.8 | 603.666 | 8.761 | calibrated (EIA-923 burn / ERCOT MWh) | 1.0167 | 5288705 | 5201.7 | 5.2017 | 5.2897 | 4.3702
2023-10-07 | 17738.4 | 425.721 | 8.761 | calibrated (EIA-923 burn / ERCOT MWh) | 1.0167 | 3729733 | 3668.4 | 3.6684 | 5.1062 | 3.082
2023-10-08 | 16508.8 | 396.212 | 8.761 | calibrated (EIA-923 burn / ERCOT MWh) | 1.0167 | 3471205 | 3414.1 | 3.4141 | 4.8783 | 2.8683
2023-10-09 | 20280.8 | 486.74 | 8.761 | calibrated (EIA-923 burn / ERCOT MWh) | 1.0167 | 4264319 | 4194.1 | 4.1941 | 4.7333 | 3.5237
2023-10-10 | 19777.6 | 474.662 | 8.761 | calibrated (EIA-923 burn / ERCOT MWh) | 1.0167 | 4158504 | 4090.1 | 4.0901 | 4.5695 | 3.4363
2023-10-11 | 16653.8 | 399.692 | 8.761 | calibrated (EIA-923 burn / ERCOT MWh) | 1.0167 | 3501693 | 3444.1 | 3.4441 | 4.2135 | 2.8935
2023-10-12 | 15262.5 | 366.301 | 8.761 | calibrated (EIA-923 burn / ERCOT MWh) | 1.0167 | 3209155 | 3156.3 | 3.1563 | 3.8812 | 2.6518
2023-10-13 | 21797.2 | 523.132 | 8.761 | calibrated (EIA-923 burn / ERCOT MWh) | 1.0167 | 4583148 | 4507.7 | 4.5077 | 3.7821 | 3.7872
2023-10-14 | 17428.4 | 418.281 | 8.761 | calibrated (EIA-923 burn / ERCOT MWh) | 1.0167 | 3664551 | 3604.2 | 3.6042 | 3.773 | 3.0281
2023-10-15 | 16404.8 | 393.714 | 8.761 | calibrated (EIA-923 burn / ERCOT MWh) | 1.0167 | 3449320 | 3392.6 | 3.3926 | 3.7699 | 2.8502
2023-10-16 | 21931.9 | 526.365 | 8.761 | calibrated (EIA-923 burn / ERCOT MWh) | 1.0167 | 4611473 | 4535.6 | 4.5356 | 3.8187 | 3.8106
2023-10-17 | 17408.5 | 417.804 | 8.761 | calibrated (EIA-923 burn / ERCOT MWh) | 1.0167 | 3660372 | 3600.1 | 3.6001 | 3.7487 | 3.0246
2023-10-18 | 13670.2 | 328.084 | 8.761 | calibrated (EIA-923 burn / ERCOT MWh) | 1.0167 | 2874337 | 2827 | 2.827 | 3.6605 | 2.3751
2023-10-19 | 23554.1 | 565.298 | 8.761 | calibrated (EIA-923 burn / ERCOT MWh) | 1.0167 | 4952564 | 4871.1 | 4.8711 | 3.9055 | 4.0924
2023-10-20 | 24968.5 | 599.244 | 8.761 | calibrated (EIA-923 burn / ERCOT MWh) | 1.0167 | 5249964 | 5163.6 | 5.1636 | 3.9992 | 4.3382
2023-10-21 | 19470.3 | 467.288 | 8.761 | calibrated (EIA-923 burn / ERCOT MWh) | 1.0167 | 4093900 | 4026.5 | 4.0265 | 4.0595 | 3.3829
2023-10-22 | 17993.5 | 431.843 | 8.761 | calibrated (EIA-923 burn / ERCOT MWh) | 1.0167 | 3783367 | 3721.1 | 3.7211 | 4.1064 | 3.1263
2023-10-23 | 19370.8 | 464.899 | 8.761 | calibrated (EIA-923 burn / ERCOT MWh) | 1.0167 | 4072970 | 4005.9 | 4.0059 | 4.0308 | 3.3656
2023-10-24 | 19570.9 | 469.702 | 8.761 | calibrated (EIA-923 burn / ERCOT MWh) | 1.0167 | 4115049 | 4047.3 | 4.0473 | 4.0947 | 3.4004
2023-10-25 | 23240.5 | 557.773 | 8.761 | calibrated (EIA-923 burn / ERCOT MWh) | 1.0167 | 4886638 | 4806.2 | 4.8062 | 4.3774 | 4.0379
2023-10-26 | 22875.4 | 549.01 | 8.761 | calibrated (EIA-923 burn / ERCOT MWh) | 1.0167 | 4809865 | 4730.7 | 4.7307 | 4.3573 | 3.9745
2023-10-27 | 24424.1 | 586.179 | 8.761 | calibrated (EIA-923 burn / ERCOT MWh) | 1.0167 | 5135502 | 5051 | 5.051 | 4.3413 | 4.2436
2023-10-28 | 23876.4 | 573.033 | 8.761 | calibrated (EIA-923 burn / ERCOT MWh) | 1.0167 | 5020330 | 4937.7 | 4.9377 | 4.4714 | 4.1484
2023-10-29 | 14721.3 | 353.312 | 8.761 | calibrated (EIA-923 burn / ERCOT MWh) | 1.0167 | 3095359 | 3044.4 | 3.0444 | 4.3748 | 2.5578
2023-10-30 | 18010.2 | 432.245 | 8.761 | calibrated (EIA-923 burn / ERCOT MWh) | 1.0167 | 3786889 | 3724.6 | 3.7246 | 4.3346 | 3.1292
2023-10-31 | 23003 | 552.073 | 8.761 | calibrated (EIA-923 burn / ERCOT MWh) | 1.0167 | 4836700 | 4757.1 | 4.7571 | 4.436 | 3.9967
2023-11-01 | 19844.2 | 476.26 | 8.744 | calibrated (EIA-923 burn / ERCOT MWh) | 1.0165 | 4164535 | 4097 | 4.097 | 4.3346 | 3.4478
2023-11-02 | 15295 | 367.081 | 8.744 | calibrated (EIA-923 burn / ERCOT MWh) | 1.0165 | 3209847 | 3157.8 | 3.1578 | 4.1099 | 2.6574
2023-11-03 | 12270.6 | 294.494 | 8.744 | calibrated (EIA-923 burn / ERCOT MWh) | 1.0165 | 2575128 | 2533.4 | 2.5334 | 3.7503 | 2.132
2023-11-04 | 14062.1 | 337.49 | 8.744 | calibrated (EIA-923 burn / ERCOT MWh) | 1.0165 | 2951096 | 2903.2 | 2.9032 | 3.4596 | 2.4432
2023-11-05 | 16005 | 384.119 | 8.744 | calibrated (EIA-923 burn / ERCOT MWh) | 1.0165 | 3358831 | 3304.4 | 3.3044 | 3.4968 | 2.7808
2023-11-06 | 13329.4 | 319.906 | 8.744 | calibrated (EIA-923 burn / ERCOT MWh) | 1.0165 | 2797337 | 2752 | 2.752 | 3.3578 | 2.3159
2023-11-07 | 14580.5 | 349.933 | 8.744 | calibrated (EIA-923 burn / ERCOT MWh) | 1.0165 | 3059900 | 3010.3 | 3.0103 | 3.1083 | 2.5333
2023-11-08 | 18048.5 | 433.163 | 8.744 | calibrated (EIA-923 burn / ERCOT MWh) | 1.0165 | 3787684 | 3726.3 | 3.7263 | 3.0553 | 3.1358
2023-11-09 | 19265.1 | 462.362 | 8.744 | calibrated (EIA-923 burn / ERCOT MWh) | 1.0165 | 4043007 | 3977.4 | 3.9774 | 3.1724 | 3.3472
2023-11-10 | 21728.4 | 521.482 | 8.744 | calibrated (EIA-923 burn / ERCOT MWh) | 1.0165 | 4559967 | 4486 | 4.486 | 3.4514 | 3.7752
2023-11-11 | 23449.7 | 562.793 | 8.744 | calibrated (EIA-923 burn / ERCOT MWh) | 1.0165 | 4921201 | 4841.4 | 4.8414 | 3.7282 | 4.0743
2023-11-12 | 22474.9 | 539.397 | 8.744 | calibrated (EIA-923 burn / ERCOT MWh) | 1.0165 | 4716620 | 4640.1 | 4.6401 | 3.9191 | 3.9049
2023-11-13 | 22837.9 | 548.11 | 8.744 | calibrated (EIA-923 burn / ERCOT MWh) | 1.0165 | 4792809 | 4715.1 | 4.7151 | 4.1995 | 3.968
2023-11-14 | 22666.9 | 544.005 | 8.744 | calibrated (EIA-923 burn / ERCOT MWh) | 1.0165 | 4756914 | 4679.8 | 4.6798 | 4.438 | 3.9383
2023-11-15 | 21824.8 | 523.795 | 8.744 | calibrated (EIA-923 burn / ERCOT MWh) | 1.0165 | 4580192 | 4505.9 | 4.5059 | 4.5494 | 3.792
2023-11-16 | 16358.7 | 392.608 | 8.744 | calibrated (EIA-923 burn / ERCOT MWh) | 1.0165 | 3433061 | 3377.4 | 3.3774 | 4.4637 | 2.8422
2023-11-17 | 17330.4 | 415.929 | 8.744 | calibrated (EIA-923 burn / ERCOT MWh) | 1.0165 | 3636986 | 3578 | 3.578 | 4.334 | 3.0111
2023-11-18 | 20580.6 | 493.935 | 8.744 | calibrated (EIA-923 burn / ERCOT MWh) | 1.0165 | 4319089 | 4249 | 4.249 | 4.2493 | 3.5758
2023-11-19 | 12599.3 | 302.383 | 8.744 | calibrated (EIA-923 burn / ERCOT MWh) | 1.0165 | 2644111 | 2601.2 | 2.6012 | 3.9581 | 2.1891
2023-11-20 | 12971.8 | 311.323 | 8.744 | calibrated (EIA-923 burn / ERCOT MWh) | 1.0165 | 2722285 | 2678.1 | 2.6781 | 3.6671 | 2.2538
2023-11-21 | 11241.7 | 269.801 | 8.744 | calibrated (EIA-923 burn / ERCOT MWh) | 1.0165 | 2359206 | 2320.9 | 2.3209 | 3.3301 | 1.9532
2023-11-22 | 24616.9 | 590.806 | 8.744 | calibrated (EIA-923 burn / ERCOT MWh) | 1.0165 | 5166153 | 5082.4 | 5.0824 | 3.4124 | 4.2771
2023-11-23 | 18282.8 | 438.786 | 8.744 | calibrated (EIA-923 burn / ERCOT MWh) | 1.0165 | 3836853 | 3774.6 | 3.7746 | 3.4692 | 3.1765
2023-11-24 | 17721.4 | 425.314 | 8.744 | calibrated (EIA-923 burn / ERCOT MWh) | 1.0165 | 3719050 | 3658.7 | 3.6587 | 3.4807 | 3.079
2023-11-25 | 21029.6 | 504.711 | 8.744 | calibrated (EIA-923 burn / ERCOT MWh) | 1.0165 | 4413317 | 4341.7 | 4.3417 | 3.494 | 3.6538
2023-11-26 | 17844.9 | 428.278 | 8.744 | calibrated (EIA-923 burn / ERCOT MWh) | 1.0165 | 3744968 | 3684.2 | 3.6842 | 3.6487 | 3.1005
2023-11-27 | 28595.9 | 686.302 | 8.744 | calibrated (EIA-923 burn / ERCOT MWh) | 1.0165 | 6001194 | 5903.9 | 5.9039 | 4.1095 | 4.9684
2023-11-28 | 25202.5 | 604.859 | 8.744 | calibrated (EIA-923 burn / ERCOT MWh) | 1.0165 | 5289036 | 5203.3 | 5.2033 | 4.5213 | 4.3788
2023-11-29 | 17604.2 | 422.5 | 8.744 | calibrated (EIA-923 burn / ERCOT MWh) | 1.0165 | 3694444 | 3634.5 | 3.6345 | 4.3144 | 3.0586
2023-11-30 | 14098.4 | 338.362 | 8.744 | calibrated (EIA-923 burn / ERCOT MWh) | 1.0165 | 2958721 | 2910.7 | 2.9107 | 4.191 | 2.4495
2023-12-01 | 20952.4 | 502.858 | 8.763 | calibrated (EIA-923 burn / ERCOT MWh) | 1.0158 | 4406750 | 4338.1 | 4.3381 | 4.2881 | 3.6404
2023-12-02 | 15197.8 | 364.746 | 8.763 | calibrated (EIA-923 burn / ERCOT MWh) | 1.0158 | 3196418 | 3146.6 | 3.1466 | 4.1173 | 2.6405
2023-12-03 | 13074.9 | 313.798 | 8.763 | calibrated (EIA-923 burn / ERCOT MWh) | 1.0158 | 2749940 | 2707.1 | 2.7071 | 3.9777 | 2.2717
2023-12-04 | 21033 | 504.791 | 8.763 | calibrated (EIA-923 burn / ERCOT MWh) | 1.0158 | 4423689 | 4354.7 | 4.3547 | 3.7564 | 3.6544
2023-12-05 | 23389.7 | 561.352 | 8.763 | calibrated (EIA-923 burn / ERCOT MWh) | 1.0158 | 4919356 | 4842.7 | 4.8427 | 3.7049 | 4.0638
2023-12-06 | 19133.2 | 459.197 | 8.763 | calibrated (EIA-923 burn / ERCOT MWh) | 1.0158 | 4024130 | 3961.4 | 3.9614 | 3.7516 | 3.3243
2023-12-07 | 9291.8 | 223.004 | 8.763 | calibrated (EIA-923 burn / ERCOT MWh) | 1.0158 | 1954275 | 1923.8 | 1.9238 | 3.6106 | 1.6144
2023-12-08 | 11611.7 | 278.681 | 8.763 | calibrated (EIA-923 burn / ERCOT MWh) | 1.0158 | 2442195 | 2404.1 | 2.4041 | 3.3344 | 2.0175
2023-12-09 | 12572.3 | 301.736 | 8.763 | calibrated (EIA-923 burn / ERCOT MWh) | 1.0158 | 2644236 | 2603 | 2.603 | 3.2567 | 2.1844
2023-12-10 | 16776.6 | 402.638 | 8.763 | calibrated (EIA-923 burn / ERCOT MWh) | 1.0158 | 3528481 | 3473.5 | 3.4735 | 3.3662 | 2.9149
2023-12-11 | 22610.9 | 542.661 | 8.763 | calibrated (EIA-923 burn / ERCOT MWh) | 1.0158 | 4755559 | 4681.4 | 4.6814 | 3.4129 | 3.9285
2023-12-12 | 18954.4 | 454.905 | 8.763 | calibrated (EIA-923 burn / ERCOT MWh) | 1.0158 | 3986518 | 3924.4 | 3.9244 | 3.2817 | 3.2932
2023-12-13 | 16320.2 | 391.684 | 8.763 | calibrated (EIA-923 burn / ERCOT MWh) | 1.0158 | 3432487 | 3379 | 3.379 | 3.1985 | 2.8356
2023-12-14 | 17633.5 | 423.203 | 8.763 | calibrated (EIA-923 burn / ERCOT MWh) | 1.0158 | 3708700 | 3650.9 | 3.6509 | 3.4452 | 3.0637
2023-12-15 | 22723.9 | 545.373 | 8.763 | calibrated (EIA-923 burn / ERCOT MWh) | 1.0158 | 4779326 | 4704.8 | 4.7048 | 3.7739 | 3.9482
2023-12-16 | 17426.3 | 418.232 | 8.763 | calibrated (EIA-923 burn / ERCOT MWh) | 1.0158 | 3665137 | 3608 | 3.608 | 3.9174 | 3.0277
2023-12-17 | 21600.7 | 518.417 | 8.763 | calibrated (EIA-923 burn / ERCOT MWh) | 1.0158 | 4543099 | 4472.3 | 4.4723 | 4.0601 | 3.753
2023-12-18 | 21597.7 | 518.345 | 8.763 | calibrated (EIA-923 burn / ERCOT MWh) | 1.0158 | 4542468 | 4471.7 | 4.4717 | 4.0302 | 3.7525
2023-12-19 | 12723.9 | 305.374 | 8.763 | calibrated (EIA-923 burn / ERCOT MWh) | 1.0158 | 2676117 | 2634.4 | 2.6344 | 3.8459 | 2.2107
2023-12-20 | 11344.5 | 272.268 | 8.763 | calibrated (EIA-923 burn / ERCOT MWh) | 1.0158 | 2385995 | 2348.8 | 2.3488 | 3.6987 | 1.9711
2023-12-21 | 18335.8 | 440.06 | 8.763 | calibrated (EIA-923 burn / ERCOT MWh) | 1.0158 | 3856425 | 3796.3 | 3.7963 | 3.7195 | 3.1858
2023-12-22 | 21014.8 | 504.355 | 8.763 | calibrated (EIA-923 burn / ERCOT MWh) | 1.0158 | 4419868 | 4351 | 4.351 | 3.6689 | 3.6512
2023-12-23 | 11002.1 | 264.051 | 8.763 | calibrated (EIA-923 burn / ERCOT MWh) | 1.0158 | 2313987 | 2277.9 | 2.2779 | 3.4789 | 1.9116
2023-12-24 | 9962.9 | 239.109 | 8.763 | calibrated (EIA-923 burn / ERCOT MWh) | 1.0158 | 2095410 | 2062.7 | 2.0627 | 3.1347 | 1.731
2023-12-25 | 15095.3 | 362.288 | 8.763 | calibrated (EIA-923 burn / ERCOT MWh) | 1.0158 | 3174877 | 3125.4 | 3.1254 | 2.9424 | 2.6227
2023-12-26 | 21176.4 | 508.234 | 8.763 | calibrated (EIA-923 burn / ERCOT MWh) | 1.0158 | 4453862 | 4384.4 | 4.3844 | 3.1924 | 3.6793
2023-12-27 | 19698.5 | 472.763 | 8.763 | calibrated (EIA-923 burn / ERCOT MWh) | 1.0158 | 4143015 | 4078.4 | 4.0784 | 3.4395 | 3.4225
2023-12-28 | 22395.9 | 537.502 | 8.763 | calibrated (EIA-923 burn / ERCOT MWh) | 1.0158 | 4710349 | 4636.9 | 4.6369 | 3.5596 | 3.8912
2023-12-29 | 22069.6 | 529.67 | 8.763 | calibrated (EIA-923 burn / ERCOT MWh) | 1.0158 | 4641714 | 4569.4 | 4.5694 | 3.5907 | 3.8345
2023-12-30 | 21188.3 | 508.52 | 8.763 | calibrated (EIA-923 burn / ERCOT MWh) | 1.0158 | 4456368 | 4386.9 | 4.3869 | 3.892 | 3.6814
2023-12-31 | 13936.5 | 334.477 | 8.763 | calibrated (EIA-923 burn / ERCOT MWh) | 1.0158 | 2931158 | 2885.5 | 2.8855 | 4.0096 | 2.4214
2024-01-01 | 20668.3 | 496.039 | 8.591 | calibrated (EIA-923 burn / ERCOT MWh) | 1.0206 | 4261282 | 4175.2 | 4.1752 | 4.1595 | 3.591
2024-01-02 | 27589 | 662.135 | 8.591 | calibrated (EIA-923 burn / ERCOT MWh) | 1.0206 | 5688150 | 5573.2 | 5.5732 | 4.3294 | 4.7934
2024-01-03 | 26816.1 | 643.587 | 8.591 | calibrated (EIA-923 burn / ERCOT MWh) | 1.0206 | 5528811 | 5417.1 | 5.4171 | 4.5206 | 4.6592
2024-01-04 | 20141.6 | 483.398 | 8.591 | calibrated (EIA-923 burn / ERCOT MWh) | 1.0206 | 4152688 | 4068.8 | 4.0688 | 4.4394 | 3.4995
2024-01-05 | 18072.8 | 433.748 | 8.591 | calibrated (EIA-923 burn / ERCOT MWh) | 1.0206 | 3726164 | 3650.9 | 3.6509 | 4.3082 | 3.1401
2024-01-06 | 23834.5 | 572.029 | 8.591 | calibrated (EIA-923 burn / ERCOT MWh) | 1.0206 | 4914084 | 4814.8 | 4.8148 | 4.3693 | 4.1411
2024-01-07 | 13202.5 | 316.861 | 8.591 | calibrated (EIA-923 burn / ERCOT MWh) | 1.0206 | 2722032 | 2667 | 2.667 | 4.3381 | 2.2939
2024-01-08 | 8017.7 | 192.424 | 8.591 | calibrated (EIA-923 burn / ERCOT MWh) | 1.0206 | 1653041 | 1619.6 | 1.6196 | 3.9731 | 1.393
2024-01-09 | 16672.3 | 400.135 | 8.591 | calibrated (EIA-923 burn / ERCOT MWh) | 1.0206 | 3437408 | 3368 | 3.368 | 3.658 | 2.8967
2024-01-10 | 15913.5 | 381.925 | 8.591 | calibrated (EIA-923 burn / ERCOT MWh) | 1.0206 | 3280972 | 3214.7 | 3.2147 | 3.3434 | 2.7649
2024-01-11 | 13218 | 317.233 | 8.591 | calibrated (EIA-923 burn / ERCOT MWh) | 1.0206 | 2725228 | 2670.2 | 2.6702 | 3.1436 | 2.2966
2024-01-12 | 16858.3 | 404.6 | 8.591 | calibrated (EIA-923 burn / ERCOT MWh) | 1.0206 | 3475765 | 3405.5 | 3.4055 | 3.1085 | 2.9291
2024-01-13 | 20294.8 | 487.075 | 8.591 | calibrated (EIA-923 burn / ERCOT MWh) | 1.0206 | 4184276 | 4099.7 | 4.0997 | 3.0064 | 3.5261
2024-01-14 | 33221.1 | 797.307 | 8.591 | calibrated (EIA-923 burn / ERCOT MWh) | 1.0206 | 6849361 | 6711 | 6.711 | 3.5841 | 5.772
2024-01-15 | 41120.9 | 986.901 | 8.591 | calibrated (EIA-923 burn / ERCOT MWh) | 1.0206 | 8478091 | 8306.8 | 8.3068 | 4.5394 | 7.1446
2024-01-16 | 40768.4 | 978.442 | 8.591 | calibrated (EIA-923 burn / ERCOT MWh) | 1.0206 | 8405423 | 8235.6 | 8.2356 | 5.2348 | 7.0833
2024-01-17 | 28832.2 | 691.973 | 8.591 | calibrated (EIA-923 burn / ERCOT MWh) | 1.0206 | 5944477 | 5824.4 | 5.8244 | 5.6076 | 5.0095
2024-01-18 | 22151.2 | 531.629 | 8.591 | calibrated (EIA-923 burn / ERCOT MWh) | 1.0206 | 4567022 | 4474.7 | 4.4747 | 5.8654 | 3.8487
2024-01-19 | 21717.4 | 521.218 | 8.591 | calibrated (EIA-923 burn / ERCOT MWh) | 1.0206 | 4477586 | 4387.1 | 4.3871 | 6.0056 | 3.7733
2024-01-20 | 32929.3 | 790.303 | 8.591 | calibrated (EIA-923 burn / ERCOT MWh) | 1.0206 | 6789192 | 6652 | 6.652 | 6.3702 | 5.7213
2024-01-21 | 27342.9 | 656.229 | 8.591 | calibrated (EIA-923 burn / ERCOT MWh) | 1.0206 | 5637414 | 5523.5 | 5.5235 | 6.2006 | 4.7507
2024-01-22 | 29964.5 | 719.147 | 8.591 | calibrated (EIA-923 burn / ERCOT MWh) | 1.0206 | 6177918 | 6053.1 | 6.0531 | 5.8786 | 5.2062
2024-01-23 | 27399.1 | 657.578 | 8.591 | calibrated (EIA-923 burn / ERCOT MWh) | 1.0206 | 5649002 | 5534.9 | 5.5349 | 5.4928 | 4.7605
2024-01-24 | 30510.2 | 732.244 | 8.591 | calibrated (EIA-923 burn / ERCOT MWh) | 1.0206 | 6290430 | 6163.3 | 6.1633 | 5.5412 | 5.301
2024-01-25 | 27064.5 | 649.547 | 8.591 | calibrated (EIA-923 burn / ERCOT MWh) | 1.0206 | 5580011 | 5467.3 | 5.4673 | 5.683 | 4.7023
2024-01-26 | 23034.3 | 552.823 | 8.591 | calibrated (EIA-923 burn / ERCOT MWh) | 1.0206 | 4749092 | 4653.1 | 4.6531 | 5.721 | 4.0021
2024-01-27 | 17940.9 | 430.582 | 8.591 | calibrated (EIA-923 burn / ERCOT MWh) | 1.0206 | 3698966 | 3624.2 | 3.6242 | 5.2885 | 3.1171
2024-01-28 | 26002.7 | 624.064 | 8.591 | calibrated (EIA-923 burn / ERCOT MWh) | 1.0206 | 5361096 | 5252.8 | 5.2528 | 5.2498 | 4.5178
2024-01-29 | 22806.2 | 547.348 | 8.591 | calibrated (EIA-923 burn / ERCOT MWh) | 1.0206 | 4702058 | 4607.1 | 4.6071 | 5.0432 | 3.9625
2024-01-30 | 24456.5 | 586.956 | 8.591 | calibrated (EIA-923 burn / ERCOT MWh) | 1.0206 | 5042316 | 4940.4 | 4.9404 | 4.9583 | 4.2492
2024-01-31 | 21621.9 | 518.926 | 8.591 | calibrated (EIA-923 burn / ERCOT MWh) | 1.0206 | 4457896 | 4367.8 | 4.3678 | 4.7018 | 3.7567
2024-02-01 | 9522.2 | 228.534 | 9.372 | calibrated (EIA-923 burn / ERCOT MWh) | 1.0188 | 2141808 | 2102.2 | 2.1022 | 4.2211 | 1.6544
2024-02-02 | 9437.1 | 226.491 | 9.372 | calibrated (EIA-923 burn / ERCOT MWh) | 1.0188 | 2122661 | 2083.4 | 2.0834 | 3.854 | 1.6397
2024-02-03 | 8247 | 197.929 | 9.372 | calibrated (EIA-923 burn / ERCOT MWh) | 1.0188 | 1854980 | 1820.7 | 1.8207 | 3.5963 | 1.4329
2024-02-04 | 6903.5 | 165.684 | 9.372 | calibrated (EIA-923 burn / ERCOT MWh) | 1.0188 | 1552781 | 1524.1 | 1.5241 | 3.0637 | 1.1994
2024-02-05 | 15675.7 | 376.216 | 9.372 | calibrated (EIA-923 burn / ERCOT MWh) | 1.0188 | 3525875 | 3460.7 | 3.4607 | 2.8999 | 2.7236
2024-02-06 | 19022.9 | 456.55 | 9.372 | calibrated (EIA-923 burn / ERCOT MWh) | 1.0188 | 4278761 | 4199.6 | 4.1996 | 2.7941 | 3.3051
2024-02-07 | 8628.3 | 207.079 | 9.372 | calibrated (EIA-923 burn / ERCOT MWh) | 1.0188 | 1940733 | 1904.8 | 1.9048 | 2.4422 | 1.4991
2024-02-08 | 11934.3 | 286.423 | 9.372 | calibrated (EIA-923 burn / ERCOT MWh) | 1.0188 | 2684340 | 2634.7 | 2.6347 | 2.5183 | 2.0735
2024-02-09 | 15967.3 | 383.215 | 9.372 | calibrated (EIA-923 burn / ERCOT MWh) | 1.0188 | 3591470 | 3525 | 3.525 | 2.7242 | 2.7742
2024-02-10 | 17225.4 | 413.41 | 9.372 | calibrated (EIA-923 burn / ERCOT MWh) | 1.0188 | 3874455 | 3802.8 | 3.8028 | 3.0074 | 2.9928
2024-02-11 | 12169.2 | 292.061 | 9.372 | calibrated (EIA-923 burn / ERCOT MWh) | 1.0188 | 2737179 | 2686.6 | 2.6866 | 3.1735 | 2.1143
2024-02-12 | 19326.9 | 463.846 | 9.372 | calibrated (EIA-923 burn / ERCOT MWh) | 1.0188 | 4347139 | 4266.7 | 4.2667 | 3.2886 | 3.358
2024-02-13 | 18968.7 | 455.249 | 9.372 | calibrated (EIA-923 burn / ERCOT MWh) | 1.0188 | 4266568 | 4187.7 | 4.1877 | 3.2869 | 3.2957
2024-02-14 | 10109.5 | 242.629 | 9.372 | calibrated (EIA-923 burn / ERCOT MWh) | 1.0188 | 2273905 | 2231.8 | 2.2318 | 3.3336 | 1.7565
2024-02-15 | 18878.9 | 453.094 | 9.372 | calibrated (EIA-923 burn / ERCOT MWh) | 1.0188 | 4246372 | 4167.8 | 4.1678 | 3.5526 | 3.2801
2024-02-16 | 11815.8 | 283.579 | 9.372 | calibrated (EIA-923 burn / ERCOT MWh) | 1.0188 | 2657687 | 2608.5 | 2.6085 | 3.4217 | 2.0529
2024-02-17 | 17254.8 | 414.116 | 9.372 | calibrated (EIA-923 burn / ERCOT MWh) | 1.0188 | 3881072 | 3809.3 | 3.8093 | 3.4226 | 2.9979
2024-02-18 | 24927.8 | 598.266 | 9.372 | calibrated (EIA-923 burn / ERCOT MWh) | 1.0188 | 5606916 | 5503.2 | 5.5032 | 3.825 | 4.3311
2024-02-19 | 18656.8 | 447.763 | 9.372 | calibrated (EIA-923 burn / ERCOT MWh) | 1.0188 | 4196410 | 4118.8 | 4.1188 | 3.8039 | 3.2415
2024-02-20 | 15249.6 | 365.99 | 9.372 | calibrated (EIA-923 burn / ERCOT MWh) | 1.0188 | 3430038 | 3366.6 | 3.3666 | 3.6866 | 2.6495
2024-02-21 | 8964.8 | 215.156 | 9.372 | calibrated (EIA-923 burn / ERCOT MWh) | 1.0188 | 2016430 | 1979.1 | 1.9791 | 3.6505 | 1.5576
2024-02-22 | 12054.6 | 289.311 | 9.372 | calibrated (EIA-923 burn / ERCOT MWh) | 1.0188 | 2711407 | 2661.3 | 2.6613 | 3.4353 | 2.0944
2024-02-23 | 19247.7 | 461.944 | 9.372 | calibrated (EIA-923 burn / ERCOT MWh) | 1.0188 | 4329313 | 4249.2 | 4.2492 | 3.6696 | 3.3442
2024-02-24 | 12753.3 | 306.079 | 9.372 | calibrated (EIA-923 burn / ERCOT MWh) | 1.0188 | 2868555 | 2815.5 | 2.8155 | 3.5277 | 2.2158
2024-02-25 | 10094.8 | 242.275 | 9.372 | calibrated (EIA-923 burn / ERCOT MWh) | 1.0188 | 2270588 | 2228.6 | 2.2286 | 3.0599 | 1.7539
2024-02-26 | 13734.1 | 329.618 | 9.372 | calibrated (EIA-923 burn / ERCOT MWh) | 1.0188 | 3089161 | 3032 | 3.032 | 2.9046 | 2.3862
2024-02-27 | 14622.9 | 350.95 | 9.372 | calibrated (EIA-923 burn / ERCOT MWh) | 1.0188 | 3289084 | 3228.3 | 3.2283 | 2.8849 | 2.5407
2024-02-28 | 18731.6 | 449.558 | 9.372 | calibrated (EIA-923 burn / ERCOT MWh) | 1.0188 | 4213232 | 4135.3 | 4.1353 | 3.1929 | 3.2545
2024-02-29 | 29023.4 | 696.561 | 9.372 | calibrated (EIA-923 burn / ERCOT MWh) | 1.0188 | 6528131 | 6407.4 | 6.4074 | 3.728 | 5.0427
2024-03-01 | 18859.7 | 452.632 | 8.864 | calibrated (EIA-923 burn / ERCOT MWh) | 1.0158 | 4012080 | 3949.5 | 3.9495 | 3.6852 | 3.2768
2024-03-02 | 12958 | 310.993 | 8.864 | calibrated (EIA-923 burn / ERCOT MWh) | 1.0158 | 2756608 | 2713.6 | 2.7136 | 3.6707 | 2.2514
2024-03-03 | 11533.1 | 276.795 | 8.864 | calibrated (EIA-923 burn / ERCOT MWh) | 1.0158 | 2453480 | 2415.2 | 2.4152 | 3.6973 | 2.0038
2024-03-04 | 21695.3 | 520.687 | 8.864 | calibrated (EIA-923 burn / ERCOT MWh) | 1.0158 | 4615312 | 4543.3 | 4.5433 | 3.9132 | 3.7695
2024-03-05 | 24278.1 | 582.674 | 8.864 | calibrated (EIA-923 burn / ERCOT MWh) | 1.0158 | 5164758 | 5084.2 | 5.0842 | 4.1784 | 4.2182
2024-03-06 | 22891.1 | 549.387 | 8.864 | calibrated (EIA-923 burn / ERCOT MWh) | 1.0158 | 4869706 | 4793.8 | 4.7938 | 4.2724 | 3.9772
2024-03-07 | 19065.8 | 457.579 | 8.864 | calibrated (EIA-923 burn / ERCOT MWh) | 1.0158 | 4055930 | 3992.7 | 3.9927 | 3.9275 | 3.3126
2024-03-08 | 15274.5 | 366.589 | 8.864 | calibrated (EIA-923 burn / ERCOT MWh) | 1.0158 | 3249404 | 3198.7 | 3.1987 | 3.8202 | 2.6539
2024-03-09 | 14926.2 | 358.229 | 8.864 | calibrated (EIA-923 burn / ERCOT MWh) | 1.0158 | 3175302 | 3125.8 | 3.1258 | 3.8791 | 2.5934
2024-03-10 | 18990.4 | 455.77 | 8.864 | calibrated (EIA-923 burn / ERCOT MWh) | 1.0158 | 4039895 | 3976.9 | 3.9769 | 4.1022 | 3.2995
2024-03-11 | 13070.9 | 313.702 | 8.864 | calibrated (EIA-923 burn / ERCOT MWh) | 1.0158 | 2780620 | 2737.3 | 2.7373 | 3.8442 | 2.271
2024-03-12 | 10920.2 | 262.086 | 8.864 | calibrated (EIA-923 burn / ERCOT MWh) | 1.0158 | 2323101 | 2286.9 | 2.2869 | 3.4446 | 1.8973
2024-03-13 | 12875.5 | 309.013 | 8.864 | calibrated (EIA-923 burn / ERCOT MWh) | 1.0158 | 2739057 | 2696.3 | 2.6963 | 3.1449 | 2.2371
2024-03-14 | 20752 | 498.048 | 8.864 | calibrated (EIA-923 burn / ERCOT MWh) | 1.0158 | 4414643 | 4345.8 | 4.3458 | 3.1954 | 3.6056
2024-03-15 | 16304 | 391.295 | 8.864 | calibrated (EIA-923 burn / ERCOT MWh) | 1.0158 | 3468396 | 3414.3 | 3.4143 | 3.2262 | 2.8327
2024-03-16 | 24336 | 584.063 | 8.864 | calibrated (EIA-923 burn / ERCOT MWh) | 1.0158 | 5177070 | 5096.3 | 5.0963 | 3.5077 | 4.2283
2024-03-17 | 22222.8 | 533.348 | 8.864 | calibrated (EIA-923 burn / ERCOT MWh) | 1.0158 | 4727538 | 4653.8 | 4.6538 | 3.6044 | 3.8611
2024-03-18 | 21570.5 | 517.693 | 8.864 | calibrated (EIA-923 burn / ERCOT MWh) | 1.0158 | 4588774 | 4517.2 | 4.5172 | 3.8587 | 3.7478
2024-03-19 | 19433.2 | 466.397 | 8.864 | calibrated (EIA-923 burn / ERCOT MWh) | 1.0158 | 4134092 | 4069.6 | 4.0696 | 4.1134 | 3.3764
2024-03-20 | 19814.3 | 475.544 | 8.864 | calibrated (EIA-923 burn / ERCOT MWh) | 1.0158 | 4215170 | 4149.4 | 4.1494 | 4.3209 | 3.4426
2024-03-21 | 23770.5 | 570.493 | 8.864 | calibrated (EIA-923 burn / ERCOT MWh) | 1.0158 | 5056787 | 4977.9 | 4.9779 | 4.4112 | 4.13
2024-03-22 | 20087.1 | 482.09 | 8.864 | calibrated (EIA-923 burn / ERCOT MWh) | 1.0158 | 4273193 | 4206.6 | 4.2066 | 4.5244 | 3.49
2024-03-23 | 14654.6 | 351.711 | 8.864 | calibrated (EIA-923 burn / ERCOT MWh) | 1.0158 | 3117528 | 3068.9 | 3.0689 | 4.2348 | 2.5462
2024-03-24 | 7638.1 | 183.314 | 8.864 | calibrated (EIA-923 burn / ERCOT MWh) | 1.0158 | 1624875 | 1599.5 | 1.5995 | 3.7985 | 1.3271
2024-03-25 | 12966.3 | 311.191 | 8.864 | calibrated (EIA-923 burn / ERCOT MWh) | 1.0158 | 2758363 | 2715.4 | 2.7154 | 3.5411 | 2.2528
2024-03-26 | 20474.8 | 491.396 | 8.864 | calibrated (EIA-923 burn / ERCOT MWh) | 1.0158 | 4355680 | 4287.8 | 4.2878 | 3.5722 | 3.5574
2024-03-27 | 17935.2 | 430.446 | 8.864 | calibrated (EIA-923 burn / ERCOT MWh) | 1.0158 | 3815426 | 3755.9 | 3.7559 | 3.516 | 3.1162
2024-03-28 | 16804.9 | 403.318 | 8.864 | calibrated (EIA-923 burn / ERCOT MWh) | 1.0158 | 3574966 | 3519.2 | 3.5192 | 3.3076 | 2.9198
2024-03-29 | 7222.2 | 173.333 | 8.864 | calibrated (EIA-923 burn / ERCOT MWh) | 1.0158 | 1536405 | 1512.4 | 1.5124 | 2.9227 | 1.2548
2024-03-30 | 12900.7 | 309.617 | 8.864 | calibrated (EIA-923 burn / ERCOT MWh) | 1.0158 | 2744411 | 2701.6 | 2.7016 | 2.8703 | 2.2414
2024-03-31 | 12275.9 | 294.622 | 8.864 | calibrated (EIA-923 burn / ERCOT MWh) | 1.0158 | 2611497 | 2570.8 | 2.5708 | 3.009 | 2.1329
2024-04-01 | 17076.5 | 409.835 | 8.892 | calibrated (EIA-923 burn / ERCOT MWh) | 1.0149 | 3644213 | 3590.7 | 3.5907 | 3.1341 | 2.967
2024-04-02 | 13133 | 315.193 | 8.892 | calibrated (EIA-923 burn / ERCOT MWh) | 1.0149 | 2802666 | 2761.5 | 2.7615 | 2.916 | 2.2818
2024-04-03 | 18185.2 | 436.444 | 8.892 | calibrated (EIA-923 burn / ERCOT MWh) | 1.0149 | 3880818 | 3823.8 | 3.8238 | 2.9257 | 3.1596
2024-04-04 | 19626.5 | 471.035 | 8.892 | calibrated (EIA-923 burn / ERCOT MWh) | 1.0149 | 4188398 | 4126.9 | 4.1269 | 3.0125 | 3.41
2024-04-05 | 8621.6 | 206.918 | 8.892 | calibrated (EIA-923 burn / ERCOT MWh) | 1.0149 | 1839895 | 1812.9 | 1.8129 | 3.0554 | 1.498
2024-04-06 | 9083.8 | 218.012 | 8.892 | calibrated (EIA-923 burn / ERCOT MWh) | 1.0149 | 1938542 | 1910.1 | 1.9101 | 2.9424 | 1.5783
2024-04-07 | 14846.5 | 356.317 | 8.892 | calibrated (EIA-923 burn / ERCOT MWh) | 1.0149 | 3168336 | 3121.8 | 3.1218 | 3.0211 | 2.5795
2024-04-08 | 20887.9 | 501.31 | 8.892 | calibrated (EIA-923 burn / ERCOT MWh) | 1.0149 | 4457600 | 4392.1 | 4.3921 | 3.1356 | 3.6292
2024-04-09 | 19059.1 | 457.418 | 8.892 | calibrated (EIA-923 burn / ERCOT MWh) | 1.0149 | 4067317 | 4007.6 | 4.0076 | 3.3136 | 3.3114
2024-04-10 | 13958 | 334.992 | 8.892 | calibrated (EIA-923 burn / ERCOT MWh) | 1.0149 | 2978717 | 2935 | 2.935 | 3.1866 | 2.4251
2024-04-11 | 17888.1 | 429.315 | 8.892 | calibrated (EIA-923 burn / ERCOT MWh) | 1.0149 | 3817428 | 3761.4 | 3.7614 | 3.1344 | 3.108
2024-04-12 | 10998.9 | 263.973 | 8.892 | calibrated (EIA-923 burn / ERCOT MWh) | 1.0149 | 2347222 | 2312.7 | 2.3127 | 3.2058 | 1.911
2024-04-13 | 9024.5 | 216.589 | 8.892 | calibrated (EIA-923 burn / ERCOT MWh) | 1.0149 | 1925888 | 1897.6 | 1.8976 | 3.204 | 1.568
2024-04-14 | 14098.3 | 338.36 | 8.892 | calibrated (EIA-923 burn / ERCOT MWh) | 1.0149 | 3008664 | 2964.5 | 2.9645 | 3.1815 | 2.4495
2024-04-15 | 15848.8 | 380.37 | 8.892 | calibrated (EIA-923 burn / ERCOT MWh) | 1.0149 | 3382213 | 3332.5 | 3.3325 | 3.0302 | 2.7536
2024-04-16 | 20591.1 | 494.186 | 8.892 | calibrated (EIA-923 burn / ERCOT MWh) | 1.0149 | 4394254 | 4329.7 | 4.3297 | 3.0762 | 3.5776
2024-04-17 | 24472.2 | 587.333 | 8.892 | calibrated (EIA-923 burn / ERCOT MWh) | 1.0149 | 5222508 | 5145.8 | 5.1458 | 3.392 | 4.2519
2024-04-18 | 18913.1 | 453.915 | 8.892 | calibrated (EIA-923 burn / ERCOT MWh) | 1.0149 | 4036168 | 3976.9 | 3.9769 | 3.4228 | 3.2861
2024-04-19 | 22179 | 532.296 | 8.892 | calibrated (EIA-923 burn / ERCOT MWh) | 1.0149 | 4733125 | 4663.6 | 4.6636 | 3.7587 | 3.8535
2024-04-20 | 18233.5 | 437.605 | 8.892 | calibrated (EIA-923 burn / ERCOT MWh) | 1.0149 | 3891141 | 3834 | 3.834 | 4.0353 | 3.168
2024-04-21 | 17220.4 | 413.289 | 8.892 | calibrated (EIA-923 burn / ERCOT MWh) | 1.0149 | 3674926 | 3620.9 | 3.6209 | 4.1291 | 2.992
2024-04-22 | 14366.5 | 344.796 | 8.892 | calibrated (EIA-923 burn / ERCOT MWh) | 1.0149 | 3065893 | 3020.9 | 3.0209 | 4.0845 | 2.4961
2024-04-23 | 12634.8 | 303.236 | 8.892 | calibrated (EIA-923 burn / ERCOT MWh) | 1.0149 | 2696345 | 2656.7 | 2.6567 | 3.8455 | 2.1952
2024-04-24 | 20367.9 | 488.829 | 8.892 | calibrated (EIA-923 burn / ERCOT MWh) | 1.0149 | 4346620 | 4282.8 | 4.2828 | 3.7223 | 3.5388
2024-04-25 | 14684.2 | 352.42 | 8.892 | calibrated (EIA-923 burn / ERCOT MWh) | 1.0149 | 3133685 | 3087.7 | 3.0877 | 3.5952 | 2.5513
2024-04-26 | 16233.5 | 389.603 | 8.892 | calibrated (EIA-923 burn / ERCOT MWh) | 1.0149 | 3464312 | 3413.4 | 3.4134 | 3.4166 | 2.8205
2024-04-27 | 14987.5 | 359.699 | 8.892 | calibrated (EIA-923 burn / ERCOT MWh) | 1.0149 | 3198409 | 3151.4 | 3.1514 | 3.3191 | 2.604
2024-04-28 | 24014.1 | 576.339 | 8.892 | calibrated (EIA-923 burn / ERCOT MWh) | 1.0149 | 5124751 | 5049.5 | 5.0495 | 3.5232 | 4.1723
2024-04-29 | 27972.6 | 671.343 | 8.892 | calibrated (EIA-923 burn / ERCOT MWh) | 1.0149 | 5969517 | 5881.8 | 5.8818 | 3.9319 | 4.8601
2024-04-30 | 19071.5 | 457.717 | 8.892 | calibrated (EIA-923 burn / ERCOT MWh) | 1.0149 | 4069975 | 4010.2 | 4.0102 | 4.1253 | 3.3136
2024-05-01 | 19052 | 457.248 | 8.506 | calibrated (EIA-923 burn / ERCOT MWh) | 1.0153 | 3889407 | 3830.9 | 3.8309 | 4.0607 | 3.3102
2024-05-02 | 24470.5 | 587.292 | 8.506 | calibrated (EIA-923 burn / ERCOT MWh) | 1.0153 | 4995578 | 4920.5 | 4.9205 | 4.3225 | 4.2516
2024-05-03 | 24421.5 | 586.115 | 8.506 | calibrated (EIA-923 burn / ERCOT MWh) | 1.0153 | 4985566 | 4910.6 | 4.9106 | 4.5364 | 4.2431
2024-05-04 | 20237.6 | 485.702 | 8.506 | calibrated (EIA-923 burn / ERCOT MWh) | 1.0153 | 4131441 | 4069.3 | 4.0693 | 4.6676 | 3.5162
2024-05-05 | 24458.9 | 587.013 | 8.506 | calibrated (EIA-923 burn / ERCOT MWh) | 1.0153 | 4993204 | 4918.2 | 4.9182 | 4.6488 | 4.2496
2024-05-06 | 19025.1 | 456.602 | 8.506 | calibrated (EIA-923 burn / ERCOT MWh) | 1.0153 | 3883912 | 3825.5 | 3.8255 | 4.355 | 3.3055
2024-05-07 | 27510.9 | 660.262 | 8.506 | calibrated (EIA-923 burn / ERCOT MWh) | 1.0153 | 5616269 | 5531.8 | 5.5318 | 4.5724 | 4.7799
2024-05-08 | 28300.4 | 679.209 | 8.506 | calibrated (EIA-923 burn / ERCOT MWh) | 1.0153 | 5777435 | 5690.6 | 5.6906 | 4.8381 | 4.9171
2024-05-09 | 26559 | 637.417 | 8.506 | calibrated (EIA-923 burn / ERCOT MWh) | 1.0153 | 5421947 | 5340.4 | 5.3404 | 4.8981 | 4.6145
2024-05-10 | 24602.6 | 590.462 | 8.506 | calibrated (EIA-923 burn / ERCOT MWh) | 1.0153 | 5022542 | 4947 | 4.947 | 4.9033 | 4.2746
2024-05-11 | 25105.4 | 602.53 | 8.506 | calibrated (EIA-923 burn / ERCOT MWh) | 1.0153 | 5125194 | 5048.2 | 5.0482 | 5.0431 | 4.3619
2024-05-12 | 24840.5 | 596.173 | 8.506 | calibrated (EIA-923 burn / ERCOT MWh) | 1.0153 | 5071120 | 4994.9 | 4.9949 | 5.0541 | 4.3159
2024-05-13 | 27886.3 | 669.272 | 8.506 | calibrated (EIA-923 burn / ERCOT MWh) | 1.0153 | 5692909 | 5607.3 | 5.6073 | 5.3086 | 4.8451
2024-05-14 | 27706.3 | 664.951 | 8.506 | calibrated (EIA-923 burn / ERCOT MWh) | 1.0153 | 5656154 | 5571.1 | 5.5711 | 5.3142 | 4.8138
2024-05-15 | 19527.5 | 468.659 | 8.506 | calibrated (EIA-923 burn / ERCOT MWh) | 1.0153 | 3986471 | 3926.5 | 3.9265 | 5.0622 | 3.3928
2024-05-16 | 25189.2 | 604.54 | 8.506 | calibrated (EIA-923 burn / ERCOT MWh) | 1.0153 | 5142291 | 5065 | 5.065 | 5.0229 | 4.3765
2024-05-17 | 26620.1 | 638.883 | 8.506 | calibrated (EIA-923 burn / ERCOT MWh) | 1.0153 | 5434417 | 5352.7 | 5.3527 | 5.0808 | 4.6251
2024-05-18 | 23674.2 | 568.182 | 8.506 | calibrated (EIA-923 burn / ERCOT MWh) | 1.0153 | 4833026 | 4760.4 | 4.7604 | 5.0397 | 4.1133
2024-05-19 | 19375.1 | 465.002 | 8.506 | calibrated (EIA-923 burn / ERCOT MWh) | 1.0153 | 3955364 | 3895.9 | 3.8959 | 4.8827 | 3.3663
2024-05-20 | 21958.4 | 527.001 | 8.506 | calibrated (EIA-923 burn / ERCOT MWh) | 1.0153 | 4482735 | 4415.4 | 4.4154 | 4.7124 | 3.8152
2024-05-21 | 25982.9 | 623.59 | 8.506 | calibrated (EIA-923 burn / ERCOT MWh) | 1.0153 | 5304333 | 5224.6 | 5.2246 | 4.6629 | 4.5144
2024-05-22 | 25490.2 | 611.765 | 8.506 | calibrated (EIA-923 burn / ERCOT MWh) | 1.0153 | 5203748 | 5125.5 | 5.1255 | 4.8342 | 4.4288
2024-05-23 | 24681 | 592.345 | 8.506 | calibrated (EIA-923 burn / ERCOT MWh) | 1.0153 | 5038559 | 4962.8 | 4.9628 | 4.8196 | 4.2882
2024-05-24 | 27325.5 | 655.813 | 8.506 | calibrated (EIA-923 burn / ERCOT MWh) | 1.0153 | 5578426 | 5494.6 | 5.4946 | 4.8399 | 4.7477
2024-05-25 | 24874.7 | 596.992 | 8.506 | calibrated (EIA-923 burn / ERCOT MWh) | 1.0153 | 5078087 | 5001.8 | 5.0018 | 4.8744 | 4.3219
2024-05-26 | 27332.6 | 655.983 | 8.506 | calibrated (EIA-923 burn / ERCOT MWh) | 1.0153 | 5579872 | 5496 | 5.496 | 5.1029 | 4.7489
2024-05-27 | 33712 | 809.088 | 8.506 | calibrated (EIA-923 burn / ERCOT MWh) | 1.0153 | 6882201 | 6778.8 | 6.7788 | 5.4406 | 5.8573
2024-05-28 | 22731.9 | 545.565 | 8.506 | calibrated (EIA-923 burn / ERCOT MWh) | 1.0153 | 4640643 | 4570.9 | 4.5709 | 5.3472 | 3.9496
2024-05-29 | 26636.1 | 639.266 | 8.506 | calibrated (EIA-923 burn / ERCOT MWh) | 1.0153 | 5437675 | 5355.9 | 5.3559 | 5.3801 | 4.6279
2024-05-30 | 24952.3 | 598.855 | 8.506 | calibrated (EIA-923 burn / ERCOT MWh) | 1.0153 | 5093934 | 5017.4 | 5.0174 | 5.3879 | 4.3353
2024-05-31 | 25675.8 | 616.218 | 8.506 | calibrated (EIA-923 burn / ERCOT MWh) | 1.0153 | 5241626 | 5162.8 | 5.1628 | 5.3405 | 4.461
2024-06-01 | 26459 | 635.016 | 8.504 | calibrated (EIA-923 burn / ERCOT MWh) | 1.0173 | 5400238 | 5308.2 | 5.3082 | 5.3843 | 4.5971
2024-06-02 | 24168 | 580.031 | 8.504 | calibrated (EIA-923 burn / ERCOT MWh) | 1.0173 | 4932640 | 4848.6 | 4.8486 | 5.2918 | 4.1991
2024-06-03 | 24803.5 | 595.283 | 8.504 | calibrated (EIA-923 burn / ERCOT MWh) | 1.0173 | 5062345 | 4976.1 | 4.9761 | 5.0343 | 4.3095
2024-06-04 | 26572.7 | 637.744 | 8.504 | calibrated (EIA-923 burn / ERCOT MWh) | 1.0173 | 5423437 | 5331 | 5.331 | 5.1429 | 4.6169
2024-06-05 | 29329.9 | 703.917 | 8.504 | calibrated (EIA-923 burn / ERCOT MWh) | 1.0173 | 5986179 | 5884.2 | 5.8842 | 5.2183 | 5.0959
2024-06-06 | 29568.9 | 709.654 | 8.504 | calibrated (EIA-923 burn / ERCOT MWh) | 1.0173 | 6034967 | 5932.2 | 5.9322 | 5.349 | 5.1375
2024-06-07 | 27823.2 | 667.758 | 8.504 | calibrated (EIA-923 burn / ERCOT MWh) | 1.0173 | 5678679 | 5581.9 | 5.5819 | 5.4089 | 4.8342
2024-06-08 | 23963.8 | 575.13 | 8.504 | calibrated (EIA-923 burn / ERCOT MWh) | 1.0173 | 4890962 | 4807.6 | 4.8076 | 5.3374 | 4.1636
2024-06-09 | 29116.9 | 698.806 | 8.504 | calibrated (EIA-923 burn / ERCOT MWh) | 1.0173 | 5942715 | 5841.5 | 5.8415 | 5.4792 | 5.0589
2024-06-10 | 35246.5 | 845.915 | 8.504 | calibrated (EIA-923 burn / ERCOT MWh) | 1.0173 | 7193744 | 7071.2 | 7.0712 | 5.7785 | 6.1239
2024-06-11 | 34528.1 | 828.675 | 8.504 | calibrated (EIA-923 burn / ERCOT MWh) | 1.0173 | 7047133 | 6927.1 | 6.9271 | 6.0065 | 5.9991
2024-06-12 | 35370.3 | 848.888 | 8.504 | calibrated (EIA-923 burn / ERCOT MWh) | 1.0173 | 7219027 | 7096 | 7.096 | 6.1796 | 6.1454
2024-06-13 | 32283.3 | 774.8 | 8.504 | calibrated (EIA-923 burn / ERCOT MWh) | 1.0173 | 6588975 | 6476.7 | 6.4767 | 6.2574 | 5.6091
2024-06-14 | 32046.4 | 769.114 | 8.504 | calibrated (EIA-923 burn / ERCOT MWh) | 1.0173 | 6540621 | 6429.2 | 6.4292 | 6.3785 | 5.5679
2024-06-15 | 26978.9 | 647.493 | 8.504 | calibrated (EIA-923 burn / ERCOT MWh) | 1.0173 | 5506344 | 5412.5 | 5.4125 | 6.4649 | 4.6874
2024-06-16 | 22096.5 | 530.317 | 8.504 | calibrated (EIA-923 burn / ERCOT MWh) | 1.0173 | 4509868 | 4433 | 4.433 | 6.2637 | 3.8392
2024-06-17 | 23371.2 | 560.91 | 8.504 | calibrated (EIA-923 burn / ERCOT MWh) | 1.0173 | 4770033 | 4688.8 | 4.6888 | 5.9233 | 4.0606
2024-06-18 | 21879.2 | 525.1 | 8.504 | calibrated (EIA-923 burn / ERCOT MWh) | 1.0173 | 4465502 | 4389.4 | 4.3894 | 5.5608 | 3.8014
2024-06-19 | 22947.7 | 550.744 | 8.504 | calibrated (EIA-923 burn / ERCOT MWh) | 1.0173 | 4683581 | 4603.8 | 4.6038 | 5.2048 | 3.987
2024-06-20 | 29170.1 | 700.083 | 8.504 | calibrated (EIA-923 burn / ERCOT MWh) | 1.0173 | 5953574 | 5852.1 | 5.8521 | 5.1156 | 5.0682
2024-06-21 | 29610.7 | 710.656 | 8.504 | calibrated (EIA-923 burn / ERCOT MWh) | 1.0173 | 6043488 | 5940.5 | 5.9405 | 5.0457 | 5.1447
2024-06-22 | 28919 | 694.056 | 8.504 | calibrated (EIA-923 burn / ERCOT MWh) | 1.0173 | 5902320 | 5801.8 | 5.8018 | 5.1014 | 5.0245
2024-06-23 | 31099.8 | 746.396 | 8.504 | calibrated (EIA-923 burn / ERCOT MWh) | 1.0173 | 6347425 | 6239.3 | 6.2393 | 5.3594 | 5.4034
2024-06-24 | 33342.1 | 800.21 | 8.504 | calibrated (EIA-923 burn / ERCOT MWh) | 1.0173 | 6805064 | 6689.1 | 6.6891 | 5.6452 | 5.793
2024-06-25 | 31554.4 | 757.305 | 8.504 | calibrated (EIA-923 burn / ERCOT MWh) | 1.0173 | 6440196 | 6330.5 | 6.3305 | 5.9224 | 5.4824
2024-06-26 | 33790.2 | 810.966 | 8.504 | calibrated (EIA-923 burn / ERCOT MWh) | 1.0173 | 6896534 | 6779 | 6.779 | 6.2332 | 5.8709
2024-06-27 | 35860 | 860.641 | 8.504 | calibrated (EIA-923 burn / ERCOT MWh) | 1.0173 | 7318975 | 7194.3 | 7.1943 | 6.4249 | 6.2305
2024-06-28 | 28659 | 687.816 | 8.504 | calibrated (EIA-923 burn / ERCOT MWh) | 1.0173 | 5849254 | 5749.6 | 5.7496 | 6.3977 | 4.9794
2024-06-29 | 28351.7 | 680.441 | 8.504 | calibrated (EIA-923 burn / ERCOT MWh) | 1.0173 | 5786537 | 5688 | 5.688 | 6.3814 | 4.926
2024-06-30 | 30058 | 721.392 | 8.504 | calibrated (EIA-923 burn / ERCOT MWh) | 1.0173 | 6134788 | 6030.3 | 6.0303 | 6.3515 | 5.2224
2024-07-01 | 29870.4 | 716.889 | 8.507 | calibrated (EIA-923 burn / ERCOT MWh) | 1.0163 | 6098538 | 6000.9 | 6.0009 | 6.2532 | 5.1898
2024-07-02 | 27753.9 | 666.093 | 8.507 | calibrated (EIA-923 burn / ERCOT MWh) | 1.0163 | 5666419 | 5575.7 | 5.5757 | 6.1454 | 4.8221
2024-07-03 | 29357.7 | 704.585 | 8.507 | calibrated (EIA-923 burn / ERCOT MWh) | 1.0163 | 5993869 | 5897.9 | 5.8979 | 6.0195 | 5.1008
2024-07-04 | 29920.6 | 718.095 | 8.507 | calibrated (EIA-923 burn / ERCOT MWh) | 1.0163 | 6108798 | 6011 | 6.011 | 5.8505 | 5.1986
2024-07-05 | 30076.3 | 721.831 | 8.507 | calibrated (EIA-923 burn / ERCOT MWh) | 1.0163 | 6140580 | 6042.2 | 6.0422 | 5.8923 | 5.2256
2024-07-06 | 32407 | 777.769 | 8.507 | calibrated (EIA-923 burn / ERCOT MWh) | 1.0163 | 6616441 | 6510.5 | 6.5105 | 6.0098 | 5.6306
2024-07-07 | 27117 | 650.809 | 8.507 | calibrated (EIA-923 burn / ERCOT MWh) | 1.0163 | 5536399 | 5447.7 | 5.4477 | 5.9265 | 4.7115
2024-07-08 | 24009.4 | 576.225 | 8.507 | calibrated (EIA-923 burn / ERCOT MWh) | 1.0163 | 4901917 | 4823.4 | 4.8234 | 5.7583 | 4.1715
2024-07-09 | 29320 | 703.679 | 8.507 | calibrated (EIA-923 burn / ERCOT MWh) | 1.0163 | 5986161 | 5890.3 | 5.8903 | 5.8033 | 5.0942
2024-07-10 | 30984 | 743.615 | 8.507 | calibrated (EIA-923 burn / ERCOT MWh) | 1.0163 | 6325895 | 6224.6 | 6.2246 | 5.85 | 5.3833
2024-07-11 | 29972.8 | 719.347 | 8.507 | calibrated (EIA-923 burn / ERCOT MWh) | 1.0163 | 6119448 | 6021.4 | 6.0214 | 5.8515 | 5.2076
2024-07-12 | 27692.8 | 664.627 | 8.507 | calibrated (EIA-923 burn / ERCOT MWh) | 1.0163 | 5653948 | 5563.4 | 5.5634 | 5.7831 | 4.8115
2024-07-13 | 25428.2 | 610.278 | 8.507 | calibrated (EIA-923 burn / ERCOT MWh) | 1.0163 | 5191604 | 5108.5 | 5.1085 | 5.5828 | 4.418
2024-07-14 | 25129 | 603.097 | 8.507 | calibrated (EIA-923 burn / ERCOT MWh) | 1.0163 | 5130515 | 5048.4 | 5.0484 | 5.5257 | 4.366
2024-07-15 | 27885.1 | 669.242 | 8.507 | calibrated (EIA-923 burn / ERCOT MWh) | 1.0163 | 5693208 | 5602 | 5.602 | 5.6369 | 4.8449
2024-07-16 | 28913 | 693.911 | 8.507 | calibrated (EIA-923 burn / ERCOT MWh) | 1.0163 | 5903066 | 5808.5 | 5.8085 | 5.6253 | 5.0235
2024-07-17 | 33461 | 803.063 | 8.507 | calibrated (EIA-923 burn / ERCOT MWh) | 1.0163 | 6831616 | 6722.2 | 6.7222 | 5.6963 | 5.8137
2024-07-18 | 32747.4 | 785.937 | 8.507 | calibrated (EIA-923 burn / ERCOT MWh) | 1.0163 | 6685926 | 6578.9 | 6.5789 | 5.776 | 5.6897
2024-07-19 | 32538.1 | 780.914 | 8.507 | calibrated (EIA-923 burn / ERCOT MWh) | 1.0163 | 6643196 | 6536.8 | 6.5368 | 5.915 | 5.6533
2024-07-20 | 29802.9 | 715.27 | 8.507 | calibrated (EIA-923 burn / ERCOT MWh) | 1.0163 | 6084765 | 5987.3 | 5.9873 | 6.0406 | 5.1781
2024-07-21 | 31680.2 | 760.325 | 8.507 | calibrated (EIA-923 burn / ERCOT MWh) | 1.0163 | 6468046 | 6364.5 | 6.3645 | 6.2286 | 5.5043
2024-07-22 | 34315.2 | 823.564 | 8.507 | calibrated (EIA-923 burn / ERCOT MWh) | 1.0163 | 7006017 | 6893.8 | 6.8938 | 6.4131 | 5.9621
2024-07-23 | 33094 | 794.256 | 8.507 | calibrated (EIA-923 burn / ERCOT MWh) | 1.0163 | 6756695 | 6648.5 | 6.6485 | 6.5331 | 5.7499
2024-07-24 | 33067.9 | 793.629 | 8.507 | calibrated (EIA-923 burn / ERCOT MWh) | 1.0163 | 6751361 | 6643.2 | 6.6432 | 6.5219 | 5.7454
2024-07-25 | 33240 | 797.759 | 8.507 | calibrated (EIA-923 burn / ERCOT MWh) | 1.0163 | 6786495 | 6677.8 | 6.6778 | 6.536 | 5.7753
2024-07-26 | 31651.6 | 759.638 | 8.507 | calibrated (EIA-923 burn / ERCOT MWh) | 1.0163 | 6462202 | 6358.7 | 6.3587 | 6.5106 | 5.4993
2024-07-27 | 27567.3 | 661.615 | 8.507 | calibrated (EIA-923 burn / ERCOT MWh) | 1.0163 | 5628325 | 5538.2 | 5.5382 | 6.4464 | 4.7897
2024-07-28 | 22438.3 | 538.52 | 8.507 | calibrated (EIA-923 burn / ERCOT MWh) | 1.0163 | 4581162 | 4507.8 | 4.5078 | 6.1812 | 3.8986
2024-07-29 | 26065.3 | 625.568 | 8.507 | calibrated (EIA-923 burn / ERCOT MWh) | 1.0163 | 5321675 | 5236.5 | 5.2365 | 5.9444 | 4.5287
2024-07-30 | 26722.9 | 641.349 | 8.507 | calibrated (EIA-923 burn / ERCOT MWh) | 1.0163 | 5455923 | 5368.5 | 5.3685 | 5.7615 | 4.643
2024-07-31 | 26430.6 | 634.335 | 8.507 | calibrated (EIA-923 burn / ERCOT MWh) | 1.0163 | 5396256 | 5309.8 | 5.3098 | 5.571 | 4.5922
2024-08-01 | 29896.2 | 717.51 | 8.51 | calibrated (EIA-923 burn / ERCOT MWh) | 1.0178 | 6106068 | 5999.1 | 5.9991 | 5.4741 | 5.1943
2024-08-02 | 36075.3 | 865.808 | 8.51 | calibrated (EIA-923 burn / ERCOT MWh) | 1.0178 | 7368096 | 7239 | 7.239 | 5.5998 | 6.2679
2024-08-03 | 36754.7 | 882.112 | 8.51 | calibrated (EIA-923 burn / ERCOT MWh) | 1.0178 | 7506844 | 7375.3 | 7.3753 | 5.8623 | 6.3859
2024-08-04 | 36899.5 | 885.587 | 8.51 | calibrated (EIA-923 burn / ERCOT MWh) | 1.0178 | 7536417 | 7404.4 | 7.4044 | 6.2761 | 6.4111
2024-08-05 | 36972.6 | 887.342 | 8.51 | calibrated (EIA-923 burn / ERCOT MWh) | 1.0178 | 7551352 | 7419 | 7.419 | 6.5879 | 6.4238
2024-08-06 | 36844.5 | 884.268 | 8.51 | calibrated (EIA-923 burn / ERCOT MWh) | 1.0178 | 7525192 | 7393.3 | 7.3933 | 6.8771 | 6.4016
2024-08-07 | 37741.9 | 905.805 | 8.51 | calibrated (EIA-923 burn / ERCOT MWh) | 1.0178 | 7708474 | 7573.4 | 7.5734 | 7.2005 | 6.5575
2024-08-08 | 35833.2 | 859.998 | 8.51 | calibrated (EIA-923 burn / ERCOT MWh) | 1.0178 | 7318652 | 7190.4 | 7.1904 | 7.3707 | 6.2259
2024-08-09 | 34340.2 | 824.166 | 8.51 | calibrated (EIA-923 burn / ERCOT MWh) | 1.0178 | 7013719 | 6890.8 | 6.8908 | 7.321 | 5.9665
2024-08-10 | 34525.3 | 828.607 | 8.51 | calibrated (EIA-923 burn / ERCOT MWh) | 1.0178 | 7051513 | 6928 | 6.928 | 7.2571 | 5.9986
2024-08-11 | 29760.2 | 714.245 | 8.51 | calibrated (EIA-923 burn / ERCOT MWh) | 1.0178 | 6078283 | 5971.8 | 5.9718 | 7.0524 | 5.1707
2024-08-12 | 31213.2 | 749.116 | 8.51 | calibrated (EIA-923 burn / ERCOT MWh) | 1.0178 | 6375038 | 6263.3 | 6.2633 | 6.8873 | 5.4231
2024-08-13 | 31917.5 | 766.019 | 8.51 | calibrated (EIA-923 burn / ERCOT MWh) | 1.0178 | 6518884 | 6404.7 | 6.4047 | 6.7461 | 5.5455
2024-08-14 | 32785.2 | 786.844 | 8.51 | calibrated (EIA-923 burn / ERCOT MWh) | 1.0178 | 6696106 | 6578.8 | 6.5788 | 6.604 | 5.6963
2024-08-15 | 35542.5 | 853.02 | 8.51 | calibrated (EIA-923 burn / ERCOT MWh) | 1.0178 | 7259269 | 7132.1 | 7.1321 | 6.5956 | 6.1753
2024-08-16 | 36539.1 | 876.939 | 8.51 | calibrated (EIA-923 burn / ERCOT MWh) | 1.0178 | 7462822 | 7332.1 | 7.3321 | 6.6587 | 6.3485
2024-08-17 | 36707.5 | 880.98 | 8.51 | calibrated (EIA-923 burn / ERCOT MWh) | 1.0178 | 7497211 | 7365.9 | 7.3659 | 6.7212 | 6.3778
2024-08-18 | 35790.1 | 858.962 | 8.51 | calibrated (EIA-923 burn / ERCOT MWh) | 1.0178 | 7309836 | 7181.8 | 7.1818 | 6.8941 | 6.2184
2024-08-19 | 37208.5 | 893.004 | 8.51 | calibrated (EIA-923 burn / ERCOT MWh) | 1.0178 | 7599536 | 7466.4 | 7.4664 | 7.0659 | 6.4648
2024-08-20 | 37451.8 | 898.843 | 8.51 | calibrated (EIA-923 burn / ERCOT MWh) | 1.0178 | 7649227 | 7515.2 | 7.5152 | 7.2246 | 6.5071
2024-08-21 | 36319.6 | 871.671 | 8.51 | calibrated (EIA-923 burn / ERCOT MWh) | 1.0178 | 7417991 | 7288 | 7.288 | 7.3259 | 6.3104
2024-08-22 | 34485.1 | 827.642 | 8.51 | calibrated (EIA-923 burn / ERCOT MWh) | 1.0178 | 7043300 | 6919.9 | 6.9199 | 7.2956 | 5.9916
2024-08-23 | 34293.2 | 823.038 | 8.51 | calibrated (EIA-923 burn / ERCOT MWh) | 1.0178 | 7004120 | 6881.4 | 6.8814 | 7.2312 | 5.9583
2024-08-24 | 31253 | 750.072 | 8.51 | calibrated (EIA-923 burn / ERCOT MWh) | 1.0178 | 6383173 | 6271.3 | 6.2713 | 7.0749 | 5.4301
2024-08-25 | 31899.6 | 765.59 | 8.51 | calibrated (EIA-923 burn / ERCOT MWh) | 1.0178 | 6515233 | 6401.1 | 6.4011 | 6.9633 | 5.5424
2024-08-26 | 34356.3 | 824.551 | 8.51 | calibrated (EIA-923 burn / ERCOT MWh) | 1.0178 | 7016996 | 6894.1 | 6.8941 | 6.8816 | 5.9692
2024-08-27 | 34568.2 | 829.636 | 8.51 | calibrated (EIA-923 burn / ERCOT MWh) | 1.0178 | 7060269 | 6936.6 | 6.9366 | 6.7989 | 6.0061
2024-08-28 | 33614.8 | 806.756 | 8.51 | calibrated (EIA-923 burn / ERCOT MWh) | 1.0178 | 6865559 | 6745.3 | 6.7453 | 6.7214 | 5.8404
2024-08-29 | 33451.6 | 802.839 | 8.51 | calibrated (EIA-923 burn / ERCOT MWh) | 1.0178 | 6832225 | 6712.5 | 6.7125 | 6.6917 | 5.8121
2024-08-30 | 34429.2 | 826.3 | 8.51 | calibrated (EIA-923 burn / ERCOT MWh) | 1.0178 | 7031880 | 6908.7 | 6.9087 | 6.6956 | 5.9819
2024-08-31 | 36251.3 | 870.032 | 8.51 | calibrated (EIA-923 burn / ERCOT MWh) | 1.0178 | 7404043 | 7274.3 | 7.2743 | 6.8389 | 6.2985
2024-09-01 | 34260 | 822.24 | 8.405 | calibrated (EIA-923 burn / ERCOT MWh) | 1.0148 | 6910809 | 6810.2 | 6.8102 | 6.8974 | 5.9525
2024-09-02 | 33516.9 | 804.406 | 8.405 | calibrated (EIA-923 burn / ERCOT MWh) | 1.0148 | 6760917 | 6662.5 | 6.6625 | 6.8643 | 5.8234
2024-09-03 | 33158.5 | 795.803 | 8.405 | calibrated (EIA-923 burn / ERCOT MWh) | 1.0148 | 6688610 | 6591.2 | 6.5912 | 6.815 | 5.7611
2024-09-04 | 34023.7 | 816.568 | 8.405 | calibrated (EIA-923 burn / ERCOT MWh) | 1.0148 | 6863137 | 6763.2 | 6.7632 | 6.8175 | 5.9114
2024-09-05 | 32976.5 | 791.435 | 8.405 | calibrated (EIA-923 burn / ERCOT MWh) | 1.0148 | 6651898 | 6555.1 | 6.5551 | 6.795 | 5.7295
2024-09-06 | 27616.4 | 662.793 | 8.405 | calibrated (EIA-923 burn / ERCOT MWh) | 1.0148 | 5570680 | 5489.6 | 5.4896 | 6.5923 | 4.7982
2024-09-07 | 22876.7 | 549.041 | 8.405 | calibrated (EIA-923 burn / ERCOT MWh) | 1.0148 | 4614611 | 4547.4 | 4.5474 | 6.2027 | 3.9747
2024-09-08 | 21316.7 | 511.6 | 8.405 | calibrated (EIA-923 burn / ERCOT MWh) | 1.0148 | 4299925 | 4237.3 | 4.2373 | 5.8352 | 3.7037
2024-09-09 | 23600.8 | 566.418 | 8.405 | calibrated (EIA-923 burn / ERCOT MWh) | 1.0148 | 4760662 | 4691.4 | 4.6914 | 5.5536 | 4.1005
2024-09-10 | 25847.5 | 620.341 | 8.405 | calibrated (EIA-923 burn / ERCOT MWh) | 1.0148 | 5213877 | 5138 | 5.138 | 5.346 | 4.4909
2024-09-11 | 30125 | 722.999 | 8.405 | calibrated (EIA-923 burn / ERCOT MWh) | 1.0148 | 6076703 | 5988.2 | 5.9882 | 5.2353 | 5.2341
2024-09-12 | 28910 | 693.839 | 8.405 | calibrated (EIA-923 burn / ERCOT MWh) | 1.0148 | 5831617 | 5746.7 | 5.7467 | 5.1198 | 5.023
2024-09-13 | 24734.3 | 593.623 | 8.405 | calibrated (EIA-923 burn / ERCOT MWh) | 1.0148 | 4989316 | 4916.7 | 4.9167 | 5.038 | 4.2975
2024-09-14 | 27766.3 | 666.391 | 8.405 | calibrated (EIA-923 burn / ERCOT MWh) | 1.0148 | 5600921 | 5519.4 | 5.5194 | 5.1768 | 4.8243
2024-09-15 | 31010.3 | 744.247 | 8.405 | calibrated (EIA-923 burn / ERCOT MWh) | 1.0148 | 6255289 | 6164.2 | 6.1642 | 5.4521 | 5.3879
2024-09-16 | 31301.2 | 751.228 | 8.405 | calibrated (EIA-923 burn / ERCOT MWh) | 1.0148 | 6313964 | 6222 | 6.222 | 5.6707 | 5.4384
2024-09-17 | 28405.7 | 681.737 | 8.405 | calibrated (EIA-923 burn / ERCOT MWh) | 1.0148 | 5729902 | 5646.5 | 5.6465 | 5.7434 | 4.9354
2024-09-18 | 25631.1 | 615.146 | 8.405 | calibrated (EIA-923 burn / ERCOT MWh) | 1.0148 | 5170214 | 5094.9 | 5.0949 | 5.6158 | 4.4533
2024-09-19 | 28414.3 | 681.943 | 8.405 | calibrated (EIA-923 burn / ERCOT MWh) | 1.0148 | 5731633 | 5648.2 | 5.6482 | 5.6017 | 4.9368
2024-09-20 | 29167.1 | 700.01 | 8.405 | calibrated (EIA-923 burn / ERCOT MWh) | 1.0148 | 5883484 | 5797.8 | 5.7978 | 5.7276 | 5.0676
2024-09-21 | 25352.8 | 608.468 | 8.405 | calibrated (EIA-923 burn / ERCOT MWh) | 1.0148 | 5114086 | 5039.6 | 5.0396 | 5.659 | 4.4049
2024-09-22 | 26256.8 | 630.162 | 8.405 | calibrated (EIA-923 burn / ERCOT MWh) | 1.0148 | 5296421 | 5219.3 | 5.2193 | 5.5241 | 4.562
2024-09-23 | 32270.5 | 774.493 | 8.405 | calibrated (EIA-923 burn / ERCOT MWh) | 1.0148 | 6509503 | 6414.7 | 6.4147 | 5.5516 | 5.6069
2024-09-24 | 32129.5 | 771.108 | 8.405 | calibrated (EIA-923 burn / ERCOT MWh) | 1.0148 | 6481052 | 6386.7 | 6.3867 | 5.6573 | 5.5823
2024-09-25 | 28669.9 | 688.077 | 8.405 | calibrated (EIA-923 burn / ERCOT MWh) | 1.0148 | 5783189 | 5699 | 5.699 | 5.7436 | 4.9813
2024-09-26 | 26745.5 | 641.893 | 8.405 | calibrated (EIA-923 burn / ERCOT MWh) | 1.0148 | 5395019 | 5316.5 | 5.3165 | 5.6962 | 4.6469
2024-09-27 | 27532.6 | 660.783 | 8.405 | calibrated (EIA-923 burn / ERCOT MWh) | 1.0148 | 5553786 | 5472.9 | 5.4729 | 5.6498 | 4.7837
2024-09-28 | 26096.3 | 626.311 | 8.405 | calibrated (EIA-923 burn / ERCOT MWh) | 1.0148 | 5264054 | 5187.4 | 5.1874 | 5.6709 | 4.5341
2024-09-29 | 27559.5 | 661.427 | 8.405 | calibrated (EIA-923 burn / ERCOT MWh) | 1.0148 | 5559199 | 5478.3 | 5.4783 | 5.7079 | 4.7883
2024-09-30 | 30496.2 | 731.909 | 8.405 | calibrated (EIA-923 burn / ERCOT MWh) | 1.0148 | 6151590 | 6062 | 6.062 | 5.6575 | 5.2986
2024-10-01 | 27634.5 | 663.228 | 8.559 | calibrated (EIA-923 burn / ERCOT MWh) | 1.0162 | 5676429 | 5586.1 | 5.5861 | 5.5432 | 4.8014
2024-10-02 | 27999.2 | 671.981 | 8.559 | calibrated (EIA-923 burn / ERCOT MWh) | 1.0162 | 5751344 | 5659.8 | 5.6598 | 5.5376 | 4.8647
2024-10-03 | 23745.7 | 569.896 | 8.559 | calibrated (EIA-923 burn / ERCOT MWh) | 1.0162 | 4877620 | 4800 | 4.8 | 5.4638 | 4.1257
2024-10-04 | 27561.5 | 661.475 | 8.559 | calibrated (EIA-923 burn / ERCOT MWh) | 1.0162 | 5661425 | 5571.3 | 5.5713 | 5.4779 | 4.7887
2024-10-05 | 29561.2 | 709.469 | 8.559 | calibrated (EIA-923 burn / ERCOT MWh) | 1.0162 | 6072196 | 5975.6 | 5.9756 | 5.5904 | 5.1361
2024-10-06 | 29489.1 | 707.738 | 8.559 | calibrated (EIA-923 burn / ERCOT MWh) | 1.0162 | 6057380 | 5961 | 5.961 | 5.6594 | 5.1236
2024-10-07 | 31828.1 | 763.875 | 8.559 | calibrated (EIA-923 burn / ERCOT MWh) | 1.0162 | 6537845 | 6433.8 | 6.4338 | 5.7125 | 5.53
2024-10-08 | 29594.4 | 710.265 | 8.559 | calibrated (EIA-923 burn / ERCOT MWh) | 1.0162 | 6079009 | 5982.3 | 5.9823 | 5.7691 | 5.1419
2024-10-09 | 23462.3 | 563.095 | 8.559 | calibrated (EIA-923 burn / ERCOT MWh) | 1.0162 | 4819411 | 4742.7 | 4.7427 | 5.6381 | 4.0765
2024-10-10 | 23504 | 564.095 | 8.559 | calibrated (EIA-923 burn / ERCOT MWh) | 1.0162 | 4827970 | 4751.1 | 4.7511 | 5.6311 | 4.0837
2024-10-11 | 21407 | 513.767 | 8.559 | calibrated (EIA-923 burn / ERCOT MWh) | 1.0162 | 4397224 | 4327.3 | 4.3273 | 5.4534 | 3.7194
2024-10-12 | 21267.3 | 510.415 | 8.559 | calibrated (EIA-923 burn / ERCOT MWh) | 1.0162 | 4368534 | 4299 | 4.299 | 5.2139 | 3.6951
2024-10-13 | 22970.9 | 551.302 | 8.559 | calibrated (EIA-923 burn / ERCOT MWh) | 1.0162 | 4718478 | 4643.4 | 4.6434 | 5.0257 | 3.9911
2024-10-14 | 26768.8 | 642.45 | 8.559 | calibrated (EIA-923 burn / ERCOT MWh) | 1.0162 | 5498594 | 5411.1 | 5.4111 | 4.8796 | 4.6509
2024-10-15 | 23416 | 561.985 | 8.559 | calibrated (EIA-923 burn / ERCOT MWh) | 1.0162 | 4809911 | 4733.4 | 4.7334 | 4.7011 | 4.0684
2024-10-16 | 15413 | 369.913 | 8.559 | calibrated (EIA-923 burn / ERCOT MWh) | 1.0162 | 3166007 | 3115.6 | 3.1156 | 4.4687 | 2.6779
2024-10-17 | 11331.3 | 271.952 | 8.559 | calibrated (EIA-923 burn / ERCOT MWh) | 1.0162 | 2327580 | 2290.5 | 2.2905 | 4.1172 | 1.9688
2024-10-18 | 11262.7 | 270.304 | 8.559 | calibrated (EIA-923 burn / ERCOT MWh) | 1.0162 | 2313475 | 2276.7 | 2.2767 | 3.8242 | 1.9568
2024-10-19 | 13157.9 | 315.789 | 8.559 | calibrated (EIA-923 burn / ERCOT MWh) | 1.0162 | 2702772 | 2659.8 | 2.6598 | 3.5901 | 2.2861
2024-10-20 | 16102.9 | 386.47 | 8.559 | calibrated (EIA-923 burn / ERCOT MWh) | 1.0162 | 3307715 | 3255.1 | 3.2551 | 3.3917 | 2.7978
2024-10-21 | 17667.1 | 424.01 | 8.559 | calibrated (EIA-923 burn / ERCOT MWh) | 1.0162 | 3629012 | 3571.3 | 3.5713 | 3.1289 | 3.0696
2024-10-22 | 26693.4 | 640.641 | 8.559 | calibrated (EIA-923 burn / ERCOT MWh) | 1.0162 | 5483111 | 5395.9 | 5.3959 | 3.2235 | 4.6378
2024-10-23 | 29412.4 | 705.898 | 8.559 | calibrated (EIA-923 burn / ERCOT MWh) | 1.0162 | 6041632 | 5945.5 | 5.9455 | 3.6278 | 5.1103
2024-10-24 | 21744.1 | 521.859 | 8.559 | calibrated (EIA-923 burn / ERCOT MWh) | 1.0162 | 4466481 | 4395.4 | 4.3954 | 3.9285 | 3.7779
2024-10-25 | 25929.4 | 622.305 | 8.559 | calibrated (EIA-923 burn / ERCOT MWh) | 1.0162 | 5326177 | 5241.4 | 5.2414 | 4.352 | 4.5051
2024-10-26 | 29093 | 698.233 | 8.559 | calibrated (EIA-923 burn / ERCOT MWh) | 1.0162 | 5976029 | 5880.9 | 5.8809 | 4.8122 | 5.0548
2024-10-27 | 24639.5 | 591.349 | 8.559 | calibrated (EIA-923 burn / ERCOT MWh) | 1.0162 | 5061232 | 4980.7 | 4.9807 | 5.0587 | 4.281
2024-10-28 | 18710.1 | 449.043 | 8.559 | calibrated (EIA-923 burn / ERCOT MWh) | 1.0162 | 3843264 | 3782.1 | 3.7821 | 5.0888 | 3.2508
2024-10-29 | 18312.8 | 439.508 | 8.559 | calibrated (EIA-923 burn / ERCOT MWh) | 1.0162 | 3761656 | 3701.8 | 3.7018 | 4.8468 | 3.1818
2024-10-30 | 22168.4 | 532.041 | 8.559 | calibrated (EIA-923 burn / ERCOT MWh) | 1.0162 | 4553627 | 4481.2 | 4.4812 | 4.6376 | 3.8516
2024-10-31 | 29184.7 | 700.433 | 8.559 | calibrated (EIA-923 burn / ERCOT MWh) | 1.0162 | 5994859 | 5899.5 | 5.8995 | 4.8525 | 5.0707
2024-11-01 | 27134.7 | 651.232 | 9.159 | calibrated (EIA-923 burn / ERCOT MWh) | 1.0163 | 5964663 | 5869 | 5.869 | 4.9422 | 4.7145
2024-11-02 | 20159.1 | 483.819 | 9.159 | calibrated (EIA-923 burn / ERCOT MWh) | 1.0163 | 4431320 | 4360.3 | 4.3603 | 4.7249 | 3.5026
2024-11-03 | 19300.8 | 463.22 | 9.159 | calibrated (EIA-923 burn / ERCOT MWh) | 1.0163 | 4242653 | 4174.6 | 4.1746 | 4.6098 | 3.3534
2024-11-04 | 20811.6 | 499.479 | 9.159 | calibrated (EIA-923 burn / ERCOT MWh) | 1.0163 | 4574750 | 4501.4 | 4.5014 | 4.7125 | 3.6159
2024-11-05 | 22080.2 | 529.924 | 9.159 | calibrated (EIA-923 burn / ERCOT MWh) | 1.0163 | 4853598 | 4775.8 | 4.7758 | 4.866 | 3.8363
2024-11-06 | 18537.4 | 444.897 | 9.159 | calibrated (EIA-923 burn / ERCOT MWh) | 1.0163 | 4074832 | 4009.5 | 4.0095 | 4.7986 | 3.2208
2024-11-07 | 24381.2 | 585.149 | 9.159 | calibrated (EIA-923 burn / ERCOT MWh) | 1.0163 | 5359406 | 5273.5 | 5.2735 | 4.7092 | 4.2361
2024-11-08 | 23329.7 | 559.912 | 9.159 | calibrated (EIA-923 burn / ERCOT MWh) | 1.0163 | 5128259 | 5046 | 5.046 | 4.5916 | 4.0534
2024-11-09 | 22754.9 | 546.118 | 9.159 | calibrated (EIA-923 burn / ERCOT MWh) | 1.0163 | 5001919 | 4921.7 | 4.9217 | 4.6718 | 3.9536
2024-11-10 | 26400.5 | 633.613 | 9.159 | calibrated (EIA-923 burn / ERCOT MWh) | 1.0163 | 5803290 | 5710.2 | 5.7102 | 4.8912 | 4.587
2024-11-11 | 28045.3 | 673.088 | 9.159 | calibrated (EIA-923 burn / ERCOT MWh) | 1.0163 | 6164843 | 6066 | 6.066 | 5.1147 | 4.8727
2024-11-12 | 17452 | 418.848 | 9.159 | calibrated (EIA-923 burn / ERCOT MWh) | 1.0163 | 3836248 | 3774.7 | 3.7747 | 4.9717 | 3.0322
2024-11-13 | 18831.2 | 451.949 | 9.159 | calibrated (EIA-923 burn / ERCOT MWh) | 1.0163 | 4139421 | 4073.1 | 4.0731 | 4.9808 | 3.2718
2024-11-14 | 18640.3 | 447.367 | 9.159 | calibrated (EIA-923 burn / ERCOT MWh) | 1.0163 | 4097454 | 4031.8 | 4.0318 | 4.8034 | 3.2387
2024-11-15 | 10092.2 | 242.214 | 9.159 | calibrated (EIA-923 burn / ERCOT MWh) | 1.0163 | 2218449 | 2182.9 | 2.1829 | 4.3943 | 1.7535
2024-11-16 | 10823.6 | 259.766 | 9.159 | calibrated (EIA-923 burn / ERCOT MWh) | 1.0163 | 2379208 | 2341.1 | 2.3411 | 4.0257 | 1.8805
2024-11-17 | 18709.7 | 449.032 | 9.159 | calibrated (EIA-923 burn / ERCOT MWh) | 1.0163 | 4112704 | 4046.8 | 4.0468 | 3.788 | 3.2507
2024-11-18 | 14249.8 | 341.995 | 9.159 | calibrated (EIA-923 burn / ERCOT MWh) | 1.0163 | 3132347 | 3082.1 | 3.0821 | 3.3618 | 2.4758
2024-11-19 | 15756 | 378.144 | 9.159 | calibrated (EIA-923 burn / ERCOT MWh) | 1.0163 | 3463438 | 3407.9 | 3.4079 | 3.3094 | 2.7375
2024-11-20 | 17109 | 410.617 | 9.159 | calibrated (EIA-923 burn / ERCOT MWh) | 1.0163 | 3760859 | 3700.6 | 3.7006 | 3.2562 | 2.9726
2024-11-21 | 22035.7 | 528.856 | 9.159 | calibrated (EIA-923 burn / ERCOT MWh) | 1.0163 | 4843816 | 4766.2 | 4.7662 | 3.3611 | 3.8286
2024-11-22 | 20101.2 | 482.43 | 9.159 | calibrated (EIA-923 burn / ERCOT MWh) | 1.0163 | 4418598 | 4347.8 | 4.3478 | 3.6703 | 3.4925
2024-11-23 | 8230.9 | 197.542 | 9.159 | calibrated (EIA-923 burn / ERCOT MWh) | 1.0163 | 1809296 | 1780.3 | 1.7803 | 3.5902 | 1.4301
2024-11-24 | 7806 | 187.343 | 9.159 | calibrated (EIA-923 burn / ERCOT MWh) | 1.0163 | 1715883 | 1688.4 | 1.6884 | 3.2533 | 1.3562
2024-11-25 | 13717.9 | 329.23 | 9.159 | calibrated (EIA-923 burn / ERCOT MWh) | 1.0163 | 3015432 | 2967.1 | 2.9671 | 3.2369 | 2.3834
2024-11-26 | 16732.1 | 401.57 | 9.159 | calibrated (EIA-923 burn / ERCOT MWh) | 1.0163 | 3677998 | 3619 | 3.619 | 3.267 | 2.9071
2024-11-27 | 9744 | 233.856 | 9.159 | calibrated (EIA-923 burn / ERCOT MWh) | 1.0163 | 2141898 | 2107.6 | 2.1076 | 3.0395 | 1.693
2024-11-28 | 16911 | 405.865 | 9.159 | calibrated (EIA-923 burn / ERCOT MWh) | 1.0163 | 3717336 | 3657.7 | 3.6577 | 2.8811 | 2.9382
2024-11-29 | 18336.5 | 440.077 | 9.159 | calibrated (EIA-923 burn / ERCOT MWh) | 1.0163 | 4030685 | 3966.1 | 3.9661 | 2.8266 | 3.1859
2024-11-30 | 18929.7 | 454.312 | 9.159 | calibrated (EIA-923 burn / ERCOT MWh) | 1.0163 | 4161064 | 4094.3 | 4.0943 | 3.1572 | 3.2889
2024-12-01 | 22368.9 | 536.853 | 9.303 | calibrated (EIA-923 burn / ERCOT MWh) | 1.0153 | 4994265 | 4919.1 | 4.9191 | 3.6187 | 3.8865
2024-12-02 | 22990.2 | 551.764 | 9.303 | calibrated (EIA-923 burn / ERCOT MWh) | 1.0153 | 5132980 | 5055.7 | 5.0557 | 3.9171 | 3.9944
2024-12-03 | 22036.4 | 528.873 | 9.303 | calibrated (EIA-923 burn / ERCOT MWh) | 1.0153 | 4920028 | 4845.9 | 4.8459 | 4.0923 | 3.8287
2024-12-04 | 25326 | 607.825 | 9.303 | calibrated (EIA-923 burn / ERCOT MWh) | 1.0153 | 5654507 | 5569.4 | 5.5694 | 4.5869 | 4.4003
2024-12-05 | 21957.8 | 526.987 | 9.303 | calibrated (EIA-923 burn / ERCOT MWh) | 1.0153 | 4902483 | 4828.7 | 4.8287 | 4.7542 | 3.8151
2024-12-06 | 27697.8 | 664.747 | 9.303 | calibrated (EIA-923 burn / ERCOT MWh) | 1.0153 | 6184044 | 6090.9 | 6.0909 | 5.0577 | 4.8124
2024-12-07 | 29749.4 | 713.986 | 9.303 | calibrated (EIA-923 burn / ERCOT MWh) | 1.0153 | 6642107 | 6542.1 | 6.5421 | 5.4074 | 5.1688
2024-12-08 | 18753 | 450.072 | 9.303 | calibrated (EIA-923 burn / ERCOT MWh) | 1.0153 | 4186954 | 4123.9 | 4.1239 | 5.2938 | 3.2582
2024-12-09 | 15850.2 | 380.404 | 9.303 | calibrated (EIA-923 burn / ERCOT MWh) | 1.0153 | 3538843 | 3485.6 | 3.4856 | 5.0695 | 2.7539
2024-12-10 | 16357.1 | 392.57 | 9.303 | calibrated (EIA-923 burn / ERCOT MWh) | 1.0153 | 3652021 | 3597 | 3.597 | 4.8911 | 2.842
2024-12-11 | 22247.6 | 533.943 | 9.303 | calibrated (EIA-923 burn / ERCOT MWh) | 1.0153 | 4967194 | 4892.4 | 4.8924 | 4.7944 | 3.8654
2024-12-12 | 13225 | 317.399 | 9.303 | calibrated (EIA-923 burn / ERCOT MWh) | 1.0153 | 2952717 | 2908.3 | 2.9083 | 4.52 | 2.2978
2024-12-13 | 10653 | 255.673 | 9.303 | calibrated (EIA-923 burn / ERCOT MWh) | 1.0153 | 2378489 | 2342.7 | 2.3427 | 3.9846 | 1.8509
2024-12-14 | 19679.8 | 472.314 | 9.303 | calibrated (EIA-923 burn / ERCOT MWh) | 1.0153 | 4393868 | 4327.7 | 4.3277 | 3.6682 | 3.4193
2024-12-15 | 11186 | 268.465 | 9.303 | calibrated (EIA-923 burn / ERCOT MWh) | 1.0153 | 2497491 | 2459.9 | 2.4599 | 3.4305 | 1.9435
2024-12-16 | 18078.8 | 433.89 | 9.303 | calibrated (EIA-923 burn / ERCOT MWh) | 1.0153 | 4036415 | 3975.6 | 3.9756 | 3.5005 | 3.1411
2024-12-17 | 21526.7 | 516.64 | 9.303 | calibrated (EIA-923 burn / ERCOT MWh) | 1.0153 | 4806226 | 4733.9 | 4.7339 | 3.6629 | 3.7402
2024-12-18 | 16361.5 | 392.675 | 9.303 | calibrated (EIA-923 burn / ERCOT MWh) | 1.0153 | 3652998 | 3598 | 3.598 | 3.478 | 2.8427
2024-12-19 | 20565.2 | 493.565 | 9.303 | calibrated (EIA-923 burn / ERCOT MWh) | 1.0153 | 4591563 | 4522.4 | 4.5224 | 3.7086 | 3.5731
2024-12-20 | 19972 | 479.327 | 9.303 | calibrated (EIA-923 burn / ERCOT MWh) | 1.0153 | 4459109 | 4392 | 4.392 | 4.0014 | 3.47
2024-12-21 | 16607.8 | 398.586 | 9.303 | calibrated (EIA-923 burn / ERCOT MWh) | 1.0153 | 3707987 | 3652.2 | 3.6522 | 3.9048 | 2.8855
2024-12-22 | 10331.3 | 247.951 | 9.303 | calibrated (EIA-923 burn / ERCOT MWh) | 1.0153 | 2306652 | 2271.9 | 2.2719 | 3.878 | 1.795
2024-12-23 | 9805.5 | 235.333 | 9.303 | calibrated (EIA-923 burn / ERCOT MWh) | 1.0153 | 2189269 | 2156.3 | 2.1563 | 3.6181 | 1.7037
2024-12-24 | 16335.3 | 392.047 | 9.303 | calibrated (EIA-923 burn / ERCOT MWh) | 1.0153 | 3647156 | 3592.2 | 3.5922 | 3.455 | 2.8382
2024-12-25 | 20473.9 | 491.373 | 9.303 | calibrated (EIA-923 burn / ERCOT MWh) | 1.0153 | 4571171 | 4502.3 | 4.5023 | 3.5842 | 3.5572
2024-12-26 | 20548.8 | 493.171 | 9.303 | calibrated (EIA-923 burn / ERCOT MWh) | 1.0153 | 4587898 | 4518.8 | 4.5188 | 3.5837 | 3.5703
2024-12-27 | 14686.3 | 352.471 | 9.303 | calibrated (EIA-923 burn / ERCOT MWh) | 1.0153 | 3278986 | 3229.6 | 3.2296 | 3.4176 | 2.5517
2024-12-28 | 12687.9 | 304.509 | 9.303 | calibrated (EIA-923 burn / ERCOT MWh) | 1.0153 | 2832803 | 2790.1 | 2.7901 | 3.2945 | 2.2045
2024-12-29 | 16711.7 | 401.081 | 9.303 | calibrated (EIA-923 burn / ERCOT MWh) | 1.0153 | 3731198 | 3675 | 3.675 | 3.4949 | 2.9036
2024-12-30 | 9999 | 239.975 | 9.303 | calibrated (EIA-923 burn / ERCOT MWh) | 1.0153 | 2232452 | 2198.8 | 2.1988 | 3.501 | 1.7373
2024-12-31 | 13162.4 | 315.898 | 9.303 | calibrated (EIA-923 burn / ERCOT MWh) | 1.0153 | 2938753 | 2894.5 | 2.8945 | 3.4013 | 2.2869
2025-01-01 | 17771.4 | 426.514 | 8.734 | calibrated (EIA-923 burn / ERCOT MWh) | 1.0163 | 3725027 | 3665.3 | 3.6653 | 3.2817 | 3.0877
2025-01-02 | 19628.9 | 471.093 | 8.734 | calibrated (EIA-923 burn / ERCOT MWh) | 1.0163 | 4114365 | 4048.4 | 4.0484 | 3.2145 | 3.4104
2025-01-03 | 19720.8 | 473.299 | 8.734 | calibrated (EIA-923 burn / ERCOT MWh) | 1.0163 | 4133631 | 4067.4 | 4.0674 | 3.3342 | 3.4264
2025-01-04 | 10242.9 | 245.829 | 8.734 | calibrated (EIA-923 burn / ERCOT MWh) | 1.0163 | 2146986 | 2112.6 | 2.1126 | 3.2374 | 1.7797
2025-01-05 | 12009.2 | 288.221 | 8.734 | calibrated (EIA-923 burn / ERCOT MWh) | 1.0163 | 2517223 | 2476.9 | 2.4769 | 3.0663 | 2.0865
2025-01-06 | 28580.4 | 685.93 | 8.734 | calibrated (EIA-923 burn / ERCOT MWh) | 1.0163 | 5990677 | 5894.6 | 5.8946 | 3.5942 | 4.9657
2025-01-07 | 30665 | 735.959 | 8.734 | calibrated (EIA-923 burn / ERCOT MWh) | 1.0163 | 6427613 | 6324.6 | 6.3246 | 4.0842 | 5.3279
2025-01-08 | 34009 | 816.215 | 8.734 | calibrated (EIA-923 burn / ERCOT MWh) | 1.0163 | 7128542 | 7014.3 | 7.0143 | 4.5627 | 5.9089
2025-01-09 | 38378.9 | 921.094 | 8.734 | calibrated (EIA-923 burn / ERCOT MWh) | 1.0163 | 8044519 | 7915.5 | 7.9155 | 5.1151 | 6.6682
2025-01-10 | 27099.5 | 650.387 | 8.734 | calibrated (EIA-923 burn / ERCOT MWh) | 1.0163 | 5680257 | 5589.2 | 5.5892 | 5.3325 | 4.7084
2025-01-11 | 17431.8 | 418.364 | 8.734 | calibrated (EIA-923 burn / ERCOT MWh) | 1.0163 | 3653848 | 3595.3 | 3.5953 | 5.5443 | 3.0287
2025-01-12 | 15481.1 | 371.546 | 8.734 | calibrated (EIA-923 burn / ERCOT MWh) | 1.0163 | 3244955 | 3192.9 | 3.1929 | 5.6466 | 2.6898
2025-01-13 | 22311.6 | 535.479 | 8.734 | calibrated (EIA-923 burn / ERCOT MWh) | 1.0163 | 4676690 | 4601.7 | 4.6017 | 5.4619 | 3.8765
2025-01-14 | 26189.1 | 628.538 | 8.734 | calibrated (EIA-923 burn / ERCOT MWh) | 1.0163 | 5489435 | 5401.4 | 5.4014 | 5.33 | 4.5502
2025-01-15 | 26713.8 | 641.132 | 8.734 | calibrated (EIA-923 burn / ERCOT MWh) | 1.0163 | 5599427 | 5509.7 | 5.5097 | 5.1151 | 4.6414
2025-01-16 | 22944.3 | 550.664 | 8.734 | calibrated (EIA-923 burn / ERCOT MWh) | 1.0163 | 4809310 | 4732.2 | 4.7322 | 4.6603 | 3.9865
2025-01-17 | 10903.4 | 261.681 | 8.734 | calibrated (EIA-923 burn / ERCOT MWh) | 1.0163 | 2285432 | 2248.8 | 2.2488 | 4.1831 | 1.8944
2025-01-18 | 12748 | 305.952 | 8.734 | calibrated (EIA-923 burn / ERCOT MWh) | 1.0163 | 2672080 | 2629.2 | 2.6292 | 4.0451 | 2.2149
2025-01-19 | 25415 | 609.96 | 8.734 | calibrated (EIA-923 burn / ERCOT MWh) | 1.0163 | 5327181 | 5241.8 | 5.2418 | 4.3378 | 4.4157
2025-01-20 | 34622.2 | 830.933 | 8.734 | calibrated (EIA-923 burn / ERCOT MWh) | 1.0163 | 7257084 | 7140.7 | 7.1407 | 4.7005 | 6.0154
2025-01-21 | 33779.5 | 810.709 | 8.734 | calibrated (EIA-923 burn / ERCOT MWh) | 1.0163 | 7080454 | 6966.9 | 6.9669 | 4.9242 | 5.869
2025-01-22 | 28631.2 | 687.148 | 8.734 | calibrated (EIA-923 burn / ERCOT MWh) | 1.0163 | 6001315 | 5905.1 | 5.9051 | 4.9807 | 4.9745
2025-01-23 | 28318.5 | 679.644 | 8.734 | calibrated (EIA-923 burn / ERCOT MWh) | 1.0163 | 5935778 | 5840.6 | 5.8406 | 5.139 | 4.9202
2025-01-24 | 19500.8 | 468.02 | 8.734 | calibrated (EIA-923 burn / ERCOT MWh) | 1.0163 | 4087526 | 4022 | 4.022 | 5.3923 | 3.3882
2025-01-25 | 15381.3 | 369.151 | 8.734 | calibrated (EIA-923 burn / ERCOT MWh) | 1.0163 | 3224038 | 3172.3 | 3.1723 | 5.4699 | 2.6724
2025-01-26 | 21999.7 | 527.992 | 8.734 | calibrated (EIA-923 burn / ERCOT MWh) | 1.0163 | 4611301 | 4537.4 | 4.5374 | 5.3693 | 3.8223
2025-01-27 | 29115.5 | 698.773 | 8.734 | calibrated (EIA-923 burn / ERCOT MWh) | 1.0163 | 6102844 | 6005 | 6.005 | 5.207 | 5.0587
2025-01-28 | 32019.7 | 768.473 | 8.734 | calibrated (EIA-923 burn / ERCOT MWh) | 1.0163 | 6711580 | 6604 | 6.604 | 5.1552 | 5.5633
2025-01-29 | 26685 | 640.441 | 8.734 | calibrated (EIA-923 burn / ERCOT MWh) | 1.0163 | 5593392 | 5503.7 | 5.5037 | 5.0979 | 4.6364
2025-01-30 | 14613 | 350.713 | 8.734 | calibrated (EIA-923 burn / ERCOT MWh) | 1.0163 | 3063007 | 3013.9 | 3.0139 | 4.694 | 2.5389
2025-01-31 | 14819.2 | 355.661 | 8.734 | calibrated (EIA-923 burn / ERCOT MWh) | 1.0163 | 3106221 | 3056.4 | 3.0564 | 4.5561 | 2.5748
2025-02-01 | 14530.8 | 348.739 | 8.667 | calibrated (EIA-923 burn / ERCOT MWh) | 1.0177 | 3022396 | 2969.8 | 2.9698 | 4.5272 | 2.5247
2025-02-02 | 8151.5 | 195.636 | 8.667 | calibrated (EIA-923 burn / ERCOT MWh) | 1.0177 | 1695507 | 1666 | 1.666 | 4.117 | 1.4163
2025-02-03 | 11633.6 | 279.207 | 8.667 | calibrated (EIA-923 burn / ERCOT MWh) | 1.0177 | 2419787 | 2377.7 | 2.3777 | 3.5988 | 2.0213
2025-02-04 | 15875.5 | 381.012 | 8.667 | calibrated (EIA-923 burn / ERCOT MWh) | 1.0177 | 3302094 | 3244.7 | 3.2447 | 3.1189 | 2.7583
2025-02-05 | 14991.3 | 359.791 | 8.667 | calibrated (EIA-923 burn / ERCOT MWh) | 1.0177 | 3118179 | 3064 | 3.064 | 2.7704 | 2.6047
2025-02-06 | 15773.5 | 378.564 | 8.667 | calibrated (EIA-923 burn / ERCOT MWh) | 1.0177 | 3280878 | 3223.8 | 3.2238 | 2.8003 | 2.7406
2025-02-07 | 18720.6 | 449.294 | 8.667 | calibrated (EIA-923 burn / ERCOT MWh) | 1.0177 | 3893870 | 3826.2 | 3.8262 | 2.9103 | 3.2526
2025-02-08 | 10058.5 | 241.403 | 8.667 | calibrated (EIA-923 burn / ERCOT MWh) | 1.0177 | 2092153 | 2055.8 | 2.0558 | 2.7797 | 1.7476
2025-02-09 | 19989.3 | 479.743 | 8.667 | calibrated (EIA-923 burn / ERCOT MWh) | 1.0177 | 4157760 | 4085.5 | 4.0855 | 3.1254 | 3.473
2025-02-10 | 28930.7 | 694.336 | 8.667 | calibrated (EIA-923 burn / ERCOT MWh) | 1.0177 | 6017561 | 5912.9 | 5.9129 | 3.6304 | 5.0266
2025-02-11 | 25946.6 | 622.718 | 8.667 | calibrated (EIA-923 burn / ERCOT MWh) | 1.0177 | 5396873 | 5303 | 5.303 | 3.9244 | 4.5081
2025-02-12 | 26774.9 | 642.597 | 8.667 | calibrated (EIA-923 burn / ERCOT MWh) | 1.0177 | 5569157 | 5472.3 | 5.4723 | 4.2685 | 4.652
2025-02-13 | 28910.4 | 693.849 | 8.667 | calibrated (EIA-923 burn / ERCOT MWh) | 1.0177 | 6013340 | 5908.8 | 5.9088 | 4.6521 | 5.023
2025-02-14 | 21134.2 | 507.221 | 8.667 | calibrated (EIA-923 burn / ERCOT MWh) | 1.0177 | 4395902 | 4319.5 | 4.3195 | 4.7225 | 3.672
2025-02-15 | 12118.3 | 290.839 | 8.667 | calibrated (EIA-923 burn / ERCOT MWh) | 1.0177 | 2520597 | 2476.8 | 2.4768 | 4.7827 | 2.1055
2025-02-16 | 16127.4 | 387.057 | 8.667 | calibrated (EIA-923 burn / ERCOT MWh) | 1.0177 | 3354484 | 3296.2 | 3.2962 | 4.6699 | 2.8021
2025-02-17 | 14657.7 | 351.784 | 8.667 | calibrated (EIA-923 burn / ERCOT MWh) | 1.0177 | 3048786 | 2995.8 | 2.9958 | 4.2532 | 2.5467
2025-02-18 | 16662.4 | 399.897 | 8.667 | calibrated (EIA-923 burn / ERCOT MWh) | 1.0177 | 3465764 | 3405.5 | 3.4055 | 3.9821 | 2.895
2025-02-19 | 35018.8 | 840.45 | 8.667 | calibrated (EIA-923 burn / ERCOT MWh) | 1.0177 | 7283878 | 7157.2 | 7.1572 | 4.2228 | 6.0843
2025-02-20 | 39932 | 958.367 | 8.667 | calibrated (EIA-923 burn / ERCOT MWh) | 1.0177 | 8305823 | 8161.4 | 8.1614 | 4.5446 | 6.938
2025-02-21 | 41523.5 | 996.564 | 8.667 | calibrated (EIA-923 burn / ERCOT MWh) | 1.0177 | 8636862 | 8486.7 | 8.4867 | 5.1399 | 7.2145
2025-02-22 | 34136.5 | 819.276 | 8.667 | calibrated (EIA-923 burn / ERCOT MWh) | 1.0177 | 7100371 | 6976.9 | 6.9769 | 5.7828 | 5.9311
2025-02-23 | 25922.5 | 622.14 | 8.667 | calibrated (EIA-923 burn / ERCOT MWh) | 1.0177 | 5391864 | 5298.1 | 5.2981 | 6.0688 | 4.5039
2025-02-24 | 20711.6 | 497.079 | 8.667 | calibrated (EIA-923 burn / ERCOT MWh) | 1.0177 | 4308005 | 4233.1 | 4.2331 | 6.2456 | 3.5985
2025-02-25 | 16285.8 | 390.86 | 8.667 | calibrated (EIA-923 burn / ERCOT MWh) | 1.0177 | 3387443 | 3328.5 | 3.3285 | 6.2346 | 2.8296
2025-02-26 | 8753 | 210.072 | 8.667 | calibrated (EIA-923 burn / ERCOT MWh) | 1.0177 | 1820619 | 1789 | 1.789 | 5.4677 | 1.5208
2025-02-27 | 14886.8 | 357.284 | 8.667 | calibrated (EIA-923 burn / ERCOT MWh) | 1.0177 | 3096452 | 3042.6 | 3.0426 | 4.7364 | 2.5865
2025-02-28 | 18136.4 | 435.273 | 8.667 | calibrated (EIA-923 burn / ERCOT MWh) | 1.0177 | 3772355 | 3706.8 | 3.7068 | 4.0536 | 3.1511
2025-03-01 | 17660.2 | 423.844 | 9.43 | calibrated (EIA-923 burn / ERCOT MWh) | 1.0154 | 3996972 | 3936.3 | 3.9363 | 3.6192 | 3.0684
2025-03-02 | 8261.9 | 198.286 | 9.43 | calibrated (EIA-923 burn / ERCOT MWh) | 1.0154 | 1869895 | 1841.5 | 1.8415 | 3.1254 | 1.4355
2025-03-03 | 11969 | 287.255 | 9.43 | calibrated (EIA-923 burn / ERCOT MWh) | 1.0154 | 2708898 | 2667.8 | 2.6678 | 2.9018 | 2.0795
2025-03-04 | 9228.9 | 221.493 | 9.43 | calibrated (EIA-923 burn / ERCOT MWh) | 1.0154 | 2088744 | 2057 | 2.057 | 2.7201 | 1.6035
2025-03-05 | 15527.2 | 372.654 | 9.43 | calibrated (EIA-923 burn / ERCOT MWh) | 1.0154 | 3514236 | 3460.9 | 3.4609 | 2.959 | 2.6978
2025-03-06 | 8714.3 | 209.143 | 9.43 | calibrated (EIA-923 burn / ERCOT MWh) | 1.0154 | 1972279 | 1942.3 | 1.9423 | 2.8018 | 1.5141
2025-03-07 | 14217.1 | 341.211 | 9.43 | calibrated (EIA-923 burn / ERCOT MWh) | 1.0154 | 3217719 | 3168.9 | 3.1689 | 2.725 | 2.4702
2025-03-08 | 13199.9 | 316.798 | 9.43 | calibrated (EIA-923 burn / ERCOT MWh) | 1.0154 | 2987498 | 2942.1 | 2.9421 | 2.5829 | 2.2934
2025-03-09 | 15457.8 | 370.986 | 9.43 | calibrated (EIA-923 burn / ERCOT MWh) | 1.0154 | 3498506 | 3445.4 | 3.4454 | 2.8121 | 2.6857
2025-03-10 | 17590.2 | 422.165 | 9.43 | calibrated (EIA-923 burn / ERCOT MWh) | 1.0154 | 3981139 | 3920.7 | 3.9207 | 2.991 | 3.0562
2025-03-11 | 7335.2 | 176.046 | 9.43 | calibrated (EIA-923 burn / ERCOT MWh) | 1.0154 | 1660165 | 1635 | 1.635 | 2.9308 | 1.2745
2025-03-12 | 8197.4 | 196.737 | 9.43 | calibrated (EIA-923 burn / ERCOT MWh) | 1.0154 | 1855287 | 1827.1 | 1.8271 | 2.6974 | 1.4243
2025-03-13 | 14529.7 | 348.712 | 9.43 | calibrated (EIA-923 burn / ERCOT MWh) | 1.0154 | 3288456 | 3238.5 | 3.2385 | 2.8825 | 2.5245
2025-03-14 | 9456.1 | 226.947 | 9.43 | calibrated (EIA-923 burn / ERCOT MWh) | 1.0154 | 2140176 | 2107.7 | 2.1077 | 2.7309 | 1.643
2025-03-15 | 11005.7 | 264.136 | 9.43 | calibrated (EIA-923 burn / ERCOT MWh) | 1.0154 | 2490879 | 2453.1 | 2.4531 | 2.6611 | 1.9122
2025-03-16 | 15226.8 | 365.442 | 9.43 | calibrated (EIA-923 burn / ERCOT MWh) | 1.0154 | 3446225 | 3393.9 | 3.3939 | 2.6537 | 2.6456
2025-03-17 | 8549.1 | 205.178 | 9.43 | calibrated (EIA-923 burn / ERCOT MWh) | 1.0154 | 1934888 | 1905.5 | 1.9055 | 2.3658 | 1.4854
2025-03-18 | 7023.3 | 168.56 | 9.43 | calibrated (EIA-923 burn / ERCOT MWh) | 1.0154 | 1589570 | 1565.4 | 1.5654 | 2.3559 | 1.2203
2025-03-19 | 8787.2 | 210.893 | 9.43 | calibrated (EIA-923 burn / ERCOT MWh) | 1.0154 | 1988782 | 1958.6 | 1.9586 | 2.3747 | 1.5267
2025-03-20 | 14036 | 336.864 | 9.43 | calibrated (EIA-923 burn / ERCOT MWh) | 1.0154 | 3176726 | 3128.5 | 3.1285 | 2.359 | 2.4387
2025-03-21 | 9353.8 | 224.49 | 9.43 | calibrated (EIA-923 burn / ERCOT MWh) | 1.0154 | 2117006 | 2084.9 | 2.0849 | 2.3557 | 1.6252
2025-03-22 | 8986.8 | 215.682 | 9.43 | calibrated (EIA-923 burn / ERCOT MWh) | 1.0154 | 2033944 | 2003.1 | 2.0031 | 2.2914 | 1.5614
2025-03-23 | 11181.1 | 268.346 | 9.43 | calibrated (EIA-923 burn / ERCOT MWh) | 1.0154 | 2530581 | 2492.2 | 2.4922 | 2.1626 | 1.9427
2025-03-24 | 19271.5 | 462.516 | 9.43 | calibrated (EIA-923 burn / ERCOT MWh) | 1.0154 | 4361661 | 4295.4 | 4.2954 | 2.504 | 3.3483
2025-03-25 | 16864.2 | 404.74 | 9.43 | calibrated (EIA-923 burn / ERCOT MWh) | 1.0154 | 3816816 | 3758.9 | 3.7589 | 2.8174 | 2.9301
2025-03-26 | 14092.2 | 338.214 | 9.43 | calibrated (EIA-923 burn / ERCOT MWh) | 1.0154 | 3189457 | 3141 | 3.141 | 2.9863 | 2.4485
2025-03-27 | 14064.1 | 337.539 | 9.43 | calibrated (EIA-923 burn / ERCOT MWh) | 1.0154 | 3183091 | 3134.8 | 3.1348 | 2.9872 | 2.4436
2025-03-28 | 18117.1 | 434.811 | 9.43 | calibrated (EIA-923 burn / ERCOT MWh) | 1.0154 | 4100395 | 4038.1 | 4.0381 | 3.2662 | 3.1478
2025-03-29 | 11676.6 | 280.238 | 9.43 | calibrated (EIA-923 burn / ERCOT MWh) | 1.0154 | 2642726 | 2602.6 | 2.6026 | 3.3519 | 2.0288
2025-03-30 | 17367.9 | 416.83 | 9.43 | calibrated (EIA-923 burn / ERCOT MWh) | 1.0154 | 3930828 | 3871.1 | 3.8711 | 3.5489 | 3.0176
2025-03-31 | 20668.1 | 496.034 | 9.43 | calibrated (EIA-923 burn / ERCOT MWh) | 1.0154 | 4677745 | 4606.7 | 4.6067 | 3.5933 | 3.591
2025-04-01 | 12155.8 | 291.74 | 9.058 | calibrated (EIA-923 burn / ERCOT MWh) | 1.0166 | 2642696 | 2599.6 | 2.5996 | 3.4277 | 2.112
2025-04-02 | 20000.1 | 480.002 | 9.058 | calibrated (EIA-923 burn / ERCOT MWh) | 1.0166 | 4348047 | 4277.1 | 4.2771 | 3.59 | 3.4749
2025-04-03 | 18402 | 441.648 | 9.058 | calibrated (EIA-923 burn / ERCOT MWh) | 1.0166 | 4000622 | 3935.3 | 3.9353 | 3.7044 | 3.1973
2025-04-04 | 19197.3 | 460.735 | 9.058 | calibrated (EIA-923 burn / ERCOT MWh) | 1.0166 | 4173519 | 4105.4 | 4.1054 | 3.714 | 3.3354
2025-04-05 | 10497.2 | 251.933 | 9.058 | calibrated (EIA-923 burn / ERCOT MWh) | 1.0166 | 2282108 | 2244.9 | 2.2449 | 3.6629 | 1.8238
2025-04-06 | 12436.7 | 298.481 | 9.058 | calibrated (EIA-923 burn / ERCOT MWh) | 1.0166 | 2703759 | 2659.6 | 2.6596 | 3.4898 | 2.1608
2025-04-07 | 20392.2 | 489.414 | 9.058 | calibrated (EIA-923 burn / ERCOT MWh) | 1.0166 | 4433305 | 4361 | 4.361 | 3.4547 | 3.5431
2025-04-08 | 13461.3 | 323.071 | 9.058 | calibrated (EIA-923 burn / ERCOT MWh) | 1.0166 | 2926504 | 2878.7 | 2.8787 | 3.4946 | 2.3388
2025-04-09 | 8896.2 | 213.508 | 9.058 | calibrated (EIA-923 burn / ERCOT MWh) | 1.0166 | 1934040 | 1902.5 | 1.9025 | 3.1553 | 1.5457
2025-04-10 | 15919.6 | 382.071 | 9.058 | calibrated (EIA-923 burn / ERCOT MWh) | 1.0166 | 3460950 | 3404.5 | 3.4045 | 3.0795 | 2.766
2025-04-11 | 15853 | 380.471 | 9.058 | calibrated (EIA-923 burn / ERCOT MWh) | 1.0166 | 3446456 | 3390.2 | 3.3902 | 2.9773 | 2.7544
2025-04-12 | 7627.1 | 183.051 | 9.058 | calibrated (EIA-923 burn / ERCOT MWh) | 1.0166 | 1658148 | 1631.1 | 1.6311 | 2.8897 | 1.3252
2025-04-13 | 8497.7 | 203.944 | 9.058 | calibrated (EIA-923 burn / ERCOT MWh) | 1.0166 | 1847405 | 1817.3 | 1.8173 | 2.7693 | 1.4764
2025-04-14 | 12111.3 | 290.671 | 9.058 | calibrated (EIA-923 burn / ERCOT MWh) | 1.0166 | 2633013 | 2590 | 2.59 | 2.5163 | 2.1043
2025-04-15 | 14920.1 | 358.083 | 9.058 | calibrated (EIA-923 burn / ERCOT MWh) | 1.0166 | 3243657 | 3190.7 | 3.1907 | 2.5609 | 2.5923
2025-04-16 | 11312.7 | 271.505 | 9.058 | calibrated (EIA-923 burn / ERCOT MWh) | 1.0166 | 2459399 | 2419.3 | 2.4193 | 2.6347 | 1.9655
2025-04-17 | 10840.8 | 260.18 | 9.058 | calibrated (EIA-923 burn / ERCOT MWh) | 1.0166 | 2356813 | 2318.4 | 2.3184 | 2.4796 | 1.8835
2025-04-18 | 15540.4 | 372.97 | 9.058 | calibrated (EIA-923 burn / ERCOT MWh) | 1.0166 | 3378509 | 3323.4 | 3.3234 | 2.47 | 2.7001
2025-04-19 | 16669.9 | 400.077 | 9.058 | calibrated (EIA-923 burn / ERCOT MWh) | 1.0166 | 3624055 | 3564.9 | 3.5649 | 2.7463 | 2.8963
2025-04-20 | 19194.8 | 460.674 | 9.058 | calibrated (EIA-923 burn / ERCOT MWh) | 1.0166 | 4172967 | 4104.9 | 4.1049 | 3.0731 | 3.335
2025-04-21 | 19632.6 | 471.183 | 9.058 | calibrated (EIA-923 burn / ERCOT MWh) | 1.0166 | 4268161 | 4198.5 | 4.1985 | 3.3029 | 3.4111
2025-04-22 | 16633.7 | 399.208 | 9.058 | calibrated (EIA-923 burn / ERCOT MWh) | 1.0166 | 3616183 | 3557.2 | 3.5572 | 3.3552 | 2.89
2025-04-23 | 19412.8 | 465.907 | 9.058 | calibrated (EIA-923 burn / ERCOT MWh) | 1.0166 | 4220369 | 4151.5 | 4.1515 | 3.6027 | 3.3729
2025-04-24 | 20696.5 | 496.717 | 9.058 | calibrated (EIA-923 burn / ERCOT MWh) | 1.0166 | 4499458 | 4426 | 4.426 | 3.9038 | 3.5959
2025-04-25 | 21562 | 517.487 | 9.058 | calibrated (EIA-923 burn / ERCOT MWh) | 1.0166 | 4687601 | 4611.1 | 4.6111 | 4.0877 | 3.7463
2025-04-26 | 19865.4 | 476.77 | 9.058 | calibrated (EIA-923 burn / ERCOT MWh) | 1.0166 | 4318771 | 4248.3 | 4.2483 | 4.1854 | 3.4515
2025-04-27 | 16467 | 395.208 | 9.058 | calibrated (EIA-923 burn / ERCOT MWh) | 1.0166 | 3579950 | 3521.5 | 3.5215 | 4.102 | 2.8611
2025-04-28 | 17495 | 419.881 | 9.058 | calibrated (EIA-923 burn / ERCOT MWh) | 1.0166 | 3803448 | 3741.4 | 3.7414 | 4.0367 | 3.0397
2025-04-29 | 20435.8 | 490.46 | 9.058 | calibrated (EIA-923 burn / ERCOT MWh) | 1.0166 | 4442780 | 4370.3 | 4.3703 | 4.1529 | 3.5506
2025-04-30 | 23675 | 568.2 | 9.058 | calibrated (EIA-923 burn / ERCOT MWh) | 1.0166 | 5146980 | 5063 | 5.063 | 4.2831 | 4.1134
2025-05-01 | 25402.1 | 609.651 | 8.566 | calibrated (EIA-923 burn / ERCOT MWh) | 1.0145 | 5222504 | 5147.8 | 5.1478 | 4.3862 | 4.4135
2025-05-02 | 19288.8 | 462.93 | 8.566 | calibrated (EIA-923 burn / ERCOT MWh) | 1.0145 | 3965636 | 3908.9 | 3.9089 | 4.2859 | 3.3513
2025-05-03 | 18623.7 | 446.968 | 8.566 | calibrated (EIA-923 burn / ERCOT MWh) | 1.0145 | 3828899 | 3774.1 | 3.7741 | 4.2181 | 3.2358
2025-05-04 | 12033.7 | 288.808 | 8.566 | calibrated (EIA-923 burn / ERCOT MWh) | 1.0145 | 2474040 | 2438.6 | 2.4386 | 4.0634 | 2.0908
2025-05-05 | 12960.2 | 311.044 | 8.566 | calibrated (EIA-923 burn / ERCOT MWh) | 1.0145 | 2664522 | 2626.4 | 2.6264 | 3.9041 | 2.2518
2025-05-06 | 19863.7 | 476.729 | 8.566 | calibrated (EIA-923 burn / ERCOT MWh) | 1.0145 | 4083844 | 4025.4 | 4.0254 | 3.8549 | 3.4512
2025-05-07 | 24959 | 599.016 | 8.566 | calibrated (EIA-923 burn / ERCOT MWh) | 1.0145 | 5131401 | 5058 | 5.058 | 3.8542 | 4.3365
2025-05-08 | 25930.8 | 622.339 | 8.566 | calibrated (EIA-923 burn / ERCOT MWh) | 1.0145 | 5331195 | 5254.9 | 5.2549 | 3.8695 | 4.5053
2025-05-09 | 20717.2 | 497.213 | 8.566 | calibrated (EIA-923 burn / ERCOT MWh) | 1.0145 | 4259317 | 4198.4 | 4.1984 | 3.9108 | 3.5995
2025-05-10 | 18279.2 | 438.702 | 8.566 | calibrated (EIA-923 burn / ERCOT MWh) | 1.0145 | 3758090 | 3704.3 | 3.7043 | 3.9008 | 3.1759
2025-05-11 | 20726.2 | 497.428 | 8.566 | calibrated (EIA-923 burn / ERCOT MWh) | 1.0145 | 4261159 | 4200.2 | 4.2002 | 4.1525 | 3.6011
2025-05-12 | 21743.5 | 521.844 | 8.566 | calibrated (EIA-923 burn / ERCOT MWh) | 1.0145 | 4470316 | 4406.3 | 4.4063 | 4.4068 | 3.7778
2025-05-13 | 18171.5 | 436.117 | 8.566 | calibrated (EIA-923 burn / ERCOT MWh) | 1.0145 | 3735946 | 3682.5 | 3.6825 | 4.3578 | 3.1572
2025-05-14 | 23862.2 | 572.693 | 8.566 | calibrated (EIA-923 burn / ERCOT MWh) | 1.0145 | 4905908 | 4835.7 | 4.8357 | 4.326 | 4.1459
2025-05-15 | 27998.1 | 671.954 | 8.566 | calibrated (EIA-923 burn / ERCOT MWh) | 1.0145 | 5756216 | 5673.8 | 5.6738 | 4.3859 | 4.8645
2025-05-16 | 29604.7 | 710.513 | 8.566 | calibrated (EIA-923 burn / ERCOT MWh) | 1.0145 | 6086527 | 5999.4 | 5.9994 | 4.6432 | 5.1437
2025-05-17 | 25567.7 | 613.625 | 8.566 | calibrated (EIA-923 burn / ERCOT MWh) | 1.0145 | 5256547 | 5181.3 | 5.1813 | 4.8542 | 4.4423
2025-05-18 | 18837.9 | 452.109 | 8.566 | calibrated (EIA-923 burn / ERCOT MWh) | 1.0145 | 3872939 | 3817.5 | 3.8175 | 4.7995 | 3.273
2025-05-19 | 22053.9 | 529.294 | 8.566 | calibrated (EIA-923 burn / ERCOT MWh) | 1.0145 | 4534135 | 4469.2 | 4.4692 | 4.8085 | 3.8318
2025-05-20 | 27700 | 664.799 | 8.566 | calibrated (EIA-923 burn / ERCOT MWh) | 1.0145 | 5694923 | 5613.4 | 5.6134 | 5.0843 | 4.8127
2025-05-21 | 23144 | 555.456 | 8.566 | calibrated (EIA-923 burn / ERCOT MWh) | 1.0145 | 4758249 | 4690.1 | 4.6901 | 5.0635 | 4.0212
2025-05-22 | 25100.5 | 602.413 | 8.566 | calibrated (EIA-923 burn / ERCOT MWh) | 1.0145 | 5160501 | 5086.6 | 5.0866 | 4.9797 | 4.3611
2025-05-23 | 24435.9 | 586.461 | 8.566 | calibrated (EIA-923 burn / ERCOT MWh) | 1.0145 | 5023850 | 4951.9 | 4.9519 | 4.83 | 4.2456
2025-05-24 | 20755.8 | 498.14 | 8.566 | calibrated (EIA-923 burn / ERCOT MWh) | 1.0145 | 4267258 | 4206.2 | 4.2062 | 4.6907 | 3.6062
2025-05-25 | 22951.1 | 550.827 | 8.566 | calibrated (EIA-923 burn / ERCOT MWh) | 1.0145 | 4718595 | 4651.1 | 4.6511 | 4.8098 | 3.9876
2025-05-26 | 26081.5 | 625.957 | 8.566 | calibrated (EIA-923 burn / ERCOT MWh) | 1.0145 | 5362188 | 5285.4 | 5.2854 | 4.9264 | 4.5315
2025-05-27 | 28617.9 | 686.83 | 8.566 | calibrated (EIA-923 burn / ERCOT MWh) | 1.0145 | 5883649 | 5799.4 | 5.7994 | 4.953 | 4.9722
2025-05-28 | 27891.3 | 669.392 | 8.566 | calibrated (EIA-923 burn / ERCOT MWh) | 1.0145 | 5734269 | 5652.2 | 5.6522 | 5.0904 | 4.846
2025-05-29 | 27974.3 | 671.383 | 8.566 | calibrated (EIA-923 burn / ERCOT MWh) | 1.0145 | 5751324 | 5669 | 5.669 | 5.1736 | 4.8604
2025-05-30 | 31538.9 | 756.933 | 8.566 | calibrated (EIA-923 burn / ERCOT MWh) | 1.0145 | 6484178 | 6391.4 | 6.3914 | 5.3792 | 5.4797
2025-05-31 | 30674.5 | 736.187 | 8.566 | calibrated (EIA-923 burn / ERCOT MWh) | 1.0145 | 6306460 | 6216.2 | 6.2162 | 5.6664 | 5.3295
2025-06-01 | 27076.2 | 649.83 | 8.585 | calibrated (EIA-923 burn / ERCOT MWh) | 1.0145 | 5578616 | 5498.8 | 5.4988 | 5.7875 | 4.7044
2025-06-02 | 23948 | 574.751 | 8.585 | calibrated (EIA-923 burn / ERCOT MWh) | 1.0145 | 4934083 | 4863.5 | 4.8635 | 5.7272 | 4.1608
2025-06-03 | 22483.3 | 539.599 | 8.585 | calibrated (EIA-923 burn / ERCOT MWh) | 1.0145 | 4632312 | 4566 | 4.566 | 5.551 | 3.9064
2025-06-04 | 27979.4 | 671.505 | 8.585 | calibrated (EIA-923 burn / ERCOT MWh) | 1.0145 | 5764690 | 5682.2 | 5.6822 | 5.5553 | 4.8613
2025-06-05 | 26849.5 | 644.389 | 8.585 | calibrated (EIA-923 burn / ERCOT MWh) | 1.0145 | 5531906 | 5452.8 | 5.4528 | 5.5244 | 4.665
2025-06-06 | 27275.1 | 654.603 | 8.585 | calibrated (EIA-923 burn / ERCOT MWh) | 1.0145 | 5619591 | 5539.2 | 5.5392 | 5.4027 | 4.7389
2025-06-07 | 27322.3 | 655.735 | 8.585 | calibrated (EIA-923 burn / ERCOT MWh) | 1.0145 | 5629309 | 5548.8 | 5.5488 | 5.3073 | 4.7471
2025-06-08 | 26805.5 | 643.333 | 8.585 | calibrated (EIA-923 burn / ERCOT MWh) | 1.0145 | 5522841 | 5443.8 | 5.4438 | 5.2995 | 4.6573
2025-06-09 | 27914.9 | 669.958 | 8.585 | calibrated (EIA-923 burn / ERCOT MWh) | 1.0145 | 5751409 | 5669.1 | 5.6691 | 5.4146 | 4.8501
2025-06-10 | 31465.8 | 755.18 | 8.585 | calibrated (EIA-923 burn / ERCOT MWh) | 1.0145 | 6483017 | 6390.3 | 6.3903 | 5.6752 | 5.467
2025-06-11 | 31035.7 | 744.857 | 8.585 | calibrated (EIA-923 burn / ERCOT MWh) | 1.0145 | 6394397 | 6302.9 | 6.3029 | 5.7638 | 5.3923
2025-06-12 | 28802.8 | 691.267 | 8.585 | calibrated (EIA-923 burn / ERCOT MWh) | 1.0145 | 5934341 | 5849.4 | 5.8494 | 5.8205 | 5.0043
2025-06-13 | 23416.2 | 561.988 | 8.585 | calibrated (EIA-923 burn / ERCOT MWh) | 1.0145 | 4824516 | 4755.5 | 4.7555 | 5.7086 | 4.0684
2025-06-14 | 25072.2 | 601.732 | 8.585 | calibrated (EIA-923 burn / ERCOT MWh) | 1.0145 | 5165707 | 5091.8 | 5.0918 | 5.6433 | 4.3562
2025-06-15 | 23420.7 | 562.096 | 8.585 | calibrated (EIA-923 burn / ERCOT MWh) | 1.0145 | 4825443 | 4756.4 | 4.7564 | 5.5451 | 4.0692
2025-06-16 | 27879 | 669.097 | 8.585 | calibrated (EIA-923 burn / ERCOT MWh) | 1.0145 | 5744018 | 5661.8 | 5.6618 | 5.544 | 4.8438
2025-06-17 | 19420.8 | 466.099 | 8.585 | calibrated (EIA-923 burn / ERCOT MWh) | 1.0145 | 4001335 | 3944.1 | 3.9441 | 5.1946 | 3.3743
2025-06-18 | 24803.2 | 595.276 | 8.585 | calibrated (EIA-923 burn / ERCOT MWh) | 1.0145 | 5110284 | 5037.2 | 5.0372 | 5.0138 | 4.3094
2025-06-19 | 27832.8 | 667.987 | 8.585 | calibrated (EIA-923 burn / ERCOT MWh) | 1.0145 | 5734489 | 5652.5 | 5.6525 | 4.9856 | 4.8358
2025-06-20 | 22222.9 | 533.349 | 8.585 | calibrated (EIA-923 burn / ERCOT MWh) | 1.0145 | 4578658 | 4513.2 | 4.5132 | 4.951 | 3.8611
2025-06-21 | 19327.8 | 463.868 | 8.585 | calibrated (EIA-923 burn / ERCOT MWh) | 1.0145 | 3982182 | 3925.2 | 3.9252 | 4.7843 | 3.3581
2025-06-22 | 18292.5 | 439.021 | 8.585 | calibrated (EIA-923 burn / ERCOT MWh) | 1.0145 | 3768877 | 3715 | 3.715 | 4.6356 | 3.1782
2025-06-23 | 21720.5 | 521.291 | 8.585 | calibrated (EIA-923 burn / ERCOT MWh) | 1.0145 | 4475143 | 4411.1 | 4.4111 | 4.4569 | 3.7738
2025-06-24 | 24250.3 | 582.007 | 8.585 | calibrated (EIA-923 burn / ERCOT MWh) | 1.0145 | 4996374 | 4924.9 | 4.9249 | 4.597 | 4.2134
2025-06-25 | 25076.1 | 601.827 | 8.585 | calibrated (EIA-923 burn / ERCOT MWh) | 1.0145 | 5166523 | 5092.6 | 5.0926 | 4.6049 | 4.3569
2025-06-26 | 27349.8 | 656.394 | 8.585 | calibrated (EIA-923 burn / ERCOT MWh) | 1.0145 | 5634966 | 5554.4 | 5.5544 | 4.5909 | 4.7519
2025-06-27 | 27835.8 | 668.06 | 8.585 | calibrated (EIA-923 burn / ERCOT MWh) | 1.0145 | 5735115 | 5653.1 | 5.6531 | 4.7537 | 4.8363
2025-06-28 | 25088.9 | 602.134 | 8.585 | calibrated (EIA-923 burn / ERCOT MWh) | 1.0145 | 5169158 | 5095.2 | 5.0952 | 4.9209 | 4.3591
2025-06-29 | 25102 | 602.449 | 8.585 | calibrated (EIA-923 burn / ERCOT MWh) | 1.0145 | 5171863 | 5097.9 | 5.0979 | 5.1185 | 4.3614
2025-06-30 | 30541 | 732.984 | 8.585 | calibrated (EIA-923 burn / ERCOT MWh) | 1.0145 | 6292471 | 6202.5 | 6.2025 | 5.3744 | 5.3064
2025-07-01 | 34727.6 | 833.463 | 8.568 | calibrated (EIA-923 burn / ERCOT MWh) | 1.0146 | 7140928 | 7038.1 | 7.0381 | 5.6762 | 6.0338
2025-07-02 | 34490.3 | 827.768 | 8.568 | calibrated (EIA-923 burn / ERCOT MWh) | 1.0146 | 7092135 | 6990.1 | 6.9901 | 5.9473 | 5.9925
2025-07-03 | 30467.3 | 731.216 | 8.568 | calibrated (EIA-923 burn / ERCOT MWh) | 1.0146 | 6264898 | 6174.7 | 6.1747 | 6.0359 | 5.2936
2025-07-04 | 27469.4 | 659.266 | 8.568 | calibrated (EIA-923 burn / ERCOT MWh) | 1.0146 | 5648447 | 5567.1 | 5.5671 | 6.0237 | 4.7727
2025-07-05 | 27740.1 | 665.762 | 8.568 | calibrated (EIA-923 burn / ERCOT MWh) | 1.0146 | 5704103 | 5622 | 5.622 | 6.0989 | 4.8197
2025-07-06 | 29631.6 | 711.159 | 8.568 | calibrated (EIA-923 burn / ERCOT MWh) | 1.0146 | 6093054 | 6005.4 | 6.0054 | 6.2286 | 5.1484
2025-07-07 | 32423.3 | 778.159 | 8.568 | calibrated (EIA-923 burn / ERCOT MWh) | 1.0146 | 6667096 | 6571.1 | 6.5711 | 6.2812 | 5.6334
2025-07-08 | 33017.7 | 792.425 | 8.568 | calibrated (EIA-923 burn / ERCOT MWh) | 1.0146 | 6789324 | 6691.6 | 6.6916 | 6.2317 | 5.7367
2025-07-09 | 31331.8 | 751.962 | 8.568 | calibrated (EIA-923 burn / ERCOT MWh) | 1.0146 | 6442646 | 6349.9 | 6.3499 | 6.1403 | 5.4437
2025-07-10 | 23729.9 | 569.517 | 8.568 | calibrated (EIA-923 burn / ERCOT MWh) | 1.0146 | 4879497 | 4809.3 | 4.8093 | 5.9452 | 4.123
2025-07-11 | 22871.3 | 548.912 | 8.568 | calibrated (EIA-923 burn / ERCOT MWh) | 1.0146 | 4702958 | 4635.3 | 4.6353 | 5.8121 | 3.9738
2025-07-12 | 30723.8 | 737.372 | 8.568 | calibrated (EIA-923 burn / ERCOT MWh) | 1.0146 | 6317642 | 6226.7 | 6.2267 | 5.8985 | 5.3381
2025-07-13 | 32916.3 | 789.991 | 8.568 | calibrated (EIA-923 burn / ERCOT MWh) | 1.0146 | 6768470 | 6671 | 6.671 | 5.9936 | 5.719
2025-07-14 | 31484.9 | 755.638 | 8.568 | calibrated (EIA-923 burn / ERCOT MWh) | 1.0146 | 6474141 | 6381 | 6.381 | 5.9664 | 5.4704
2025-07-15 | 27014.3 | 648.343 | 8.568 | calibrated (EIA-923 burn / ERCOT MWh) | 1.0146 | 5554861 | 5474.9 | 5.4749 | 5.7926 | 4.6936
2025-07-16 | 24810.8 | 595.459 | 8.568 | calibrated (EIA-923 burn / ERCOT MWh) | 1.0146 | 5101762 | 5028.3 | 5.0283 | 5.6038 | 4.3108
2025-07-17 | 27397.4 | 657.537 | 8.568 | calibrated (EIA-923 burn / ERCOT MWh) | 1.0146 | 5633633 | 5552.5 | 5.5525 | 5.71 | 4.7602
2025-07-18 | 26142.8 | 627.427 | 8.568 | calibrated (EIA-923 burn / ERCOT MWh) | 1.0146 | 5375657 | 5298.3 | 5.2983 | 5.8047 | 4.5422
2025-07-19 | 20827.9 | 499.869 | 8.568 | calibrated (EIA-923 burn / ERCOT MWh) | 1.0146 | 4282768 | 4221.1 | 4.2211 | 5.5182 | 3.6187
2025-07-20 | 20305.1 | 487.322 | 8.568 | calibrated (EIA-923 burn / ERCOT MWh) | 1.0146 | 4175268 | 4115.2 | 4.1152 | 5.153 | 3.5279
2025-07-21 | 22260.2 | 534.246 | 8.568 | calibrated (EIA-923 burn / ERCOT MWh) | 1.0146 | 4577303 | 4511.4 | 4.5114 | 4.886 | 3.8676
2025-07-22 | 23036.5 | 552.877 | 8.568 | calibrated (EIA-923 burn / ERCOT MWh) | 1.0146 | 4736929 | 4668.7 | 4.6687 | 4.7708 | 4.0025
2025-07-23 | 25992.8 | 623.828 | 8.568 | calibrated (EIA-923 burn / ERCOT MWh) | 1.0146 | 5344822 | 5267.9 | 5.2679 | 4.805 | 4.5161
2025-07-24 | 29788.6 | 714.927 | 8.568 | calibrated (EIA-923 burn / ERCOT MWh) | 1.0146 | 6125338 | 6037.2 | 6.0372 | 4.8743 | 5.1756
2025-07-25 | 36068.7 | 865.649 | 8.568 | calibrated (EIA-923 burn / ERCOT MWh) | 1.0146 | 7416691 | 7309.9 | 7.3099 | 5.1616 | 6.2668
2025-07-26 | 30839.1 | 740.139 | 8.568 | calibrated (EIA-923 burn / ERCOT MWh) | 1.0146 | 6341349 | 6250.1 | 6.2501 | 5.4515 | 5.3581
2025-07-27 | 25732.4 | 617.578 | 8.568 | calibrated (EIA-923 burn / ERCOT MWh) | 1.0146 | 5291273 | 5215.1 | 5.2151 | 5.6086 | 4.4709
2025-07-28 | 29729.3 | 713.503 | 8.568 | calibrated (EIA-923 burn / ERCOT MWh) | 1.0146 | 6113137 | 6025.1 | 6.0251 | 5.8249 | 5.1653
2025-07-29 | 33278.3 | 798.679 | 8.568 | calibrated (EIA-923 burn / ERCOT MWh) | 1.0146 | 6842907 | 6744.4 | 6.7444 | 6.1214 | 5.7819
2025-07-30 | 35044.8 | 841.075 | 8.568 | calibrated (EIA-923 burn / ERCOT MWh) | 1.0146 | 7206146 | 7102.4 | 7.1024 | 6.3835 | 6.0889
2025-07-31 | 37256.9 | 894.166 | 8.568 | calibrated (EIA-923 burn / ERCOT MWh) | 1.0146 | 7661018 | 7550.8 | 7.5508 | 6.5997 | 6.4732
2025-08-01 | 39114.3 | 938.744 | 8.407 | calibrated (EIA-923 burn / ERCOT MWh) | 1.0159 | 7892417 | 7768.9 | 7.7689 | 6.6653 | 6.7959
2025-08-02 | 35878.3 | 861.08 | 8.407 | calibrated (EIA-923 burn / ERCOT MWh) | 1.0159 | 7239463 | 7126.1 | 7.1261 | 6.7904 | 6.2337
2025-08-03 | 30362.1 | 728.691 | 8.407 | calibrated (EIA-923 burn / ERCOT MWh) | 1.0159 | 6126413 | 6030.5 | 6.0305 | 6.9069 | 5.2753
2025-08-04 | 31319.9 | 751.678 | 8.407 | calibrated (EIA-923 burn / ERCOT MWh) | 1.0159 | 6319674 | 6220.7 | 6.2207 | 6.9348 | 5.4417
2025-08-05 | 29072.8 | 697.747 | 8.407 | calibrated (EIA-923 burn / ERCOT MWh) | 1.0159 | 5866254 | 5774.4 | 5.7744 | 6.7963 | 5.0513
2025-08-06 | 27556.8 | 661.364 | 8.407 | calibrated (EIA-923 burn / ERCOT MWh) | 1.0159 | 5560366 | 5473.3 | 5.4733 | 6.5635 | 4.7879
2025-08-07 | 29733.7 | 713.609 | 8.407 | calibrated (EIA-923 burn / ERCOT MWh) | 1.0159 | 5999612 | 5905.7 | 5.9057 | 6.3285 | 5.1661
2025-08-08 | 27697.7 | 664.744 | 8.407 | calibrated (EIA-923 burn / ERCOT MWh) | 1.0159 | 5588784 | 5501.3 | 5.5013 | 6.0046 | 4.8123
2025-08-09 | 26297 | 631.129 | 8.407 | calibrated (EIA-923 burn / ERCOT MWh) | 1.0159 | 5306168 | 5223.1 | 5.2231 | 5.7327 | 4.569
2025-08-10 | 28472.4 | 683.337 | 8.407 | calibrated (EIA-923 burn / ERCOT MWh) | 1.0159 | 5745103 | 5655.2 | 5.6552 | 5.6791 | 4.9469
2025-08-11 | 35217.3 | 845.216 | 8.407 | calibrated (EIA-923 burn / ERCOT MWh) | 1.0159 | 7106088 | 6994.9 | 6.9949 | 5.7897 | 6.1188
2025-08-12 | 36756.9 | 882.166 | 8.407 | calibrated (EIA-923 burn / ERCOT MWh) | 1.0159 | 7416742 | 7300.6 | 7.3006 | 6.0077 | 6.3863
2025-08-13 | 37397.4 | 897.537 | 8.407 | calibrated (EIA-923 burn / ERCOT MWh) | 1.0159 | 7545973 | 7427.9 | 7.4279 | 6.2869 | 6.4976
2025-08-14 | 32578.3 | 781.88 | 8.407 | calibrated (EIA-923 burn / ERCOT MWh) | 1.0159 | 6573595 | 6470.7 | 6.4707 | 6.3677 | 5.6603
2025-08-15 | 29259.5 | 702.229 | 8.407 | calibrated (EIA-923 burn / ERCOT MWh) | 1.0159 | 5903936 | 5811.5 | 5.8115 | 6.412 | 5.0837
2025-08-16 | 30470.8 | 731.299 | 8.407 | calibrated (EIA-923 burn / ERCOT MWh) | 1.0159 | 6148339 | 6052.1 | 6.0521 | 6.5304 | 5.2942
2025-08-17 | 31277.3 | 750.655 | 8.407 | calibrated (EIA-923 burn / ERCOT MWh) | 1.0159 | 6311074 | 6212.3 | 6.2123 | 6.61 | 5.4343
2025-08-18 | 34729.7 | 833.513 | 8.407 | calibrated (EIA-923 burn / ERCOT MWh) | 1.0159 | 7007696 | 6898 | 6.898 | 6.5962 | 6.0341
2025-08-19 | 40456.1 | 970.946 | 8.407 | calibrated (EIA-923 burn / ERCOT MWh) | 1.0159 | 8163153 | 8035.4 | 8.0354 | 6.7011 | 7.029
2025-08-20 | 37904.9 | 909.717 | 8.407 | calibrated (EIA-923 burn / ERCOT MWh) | 1.0159 | 7648375 | 7528.7 | 7.5287 | 6.7155 | 6.5858
2025-08-21 | 39649.9 | 951.597 | 8.407 | calibrated (EIA-923 burn / ERCOT MWh) | 1.0159 | 8000478 | 7875.2 | 7.8752 | 6.9162 | 6.889
2025-08-22 | 37331.9 | 895.966 | 8.407 | calibrated (EIA-923 burn / ERCOT MWh) | 1.0159 | 7532764 | 7414.9 | 7.4149 | 7.1452 | 6.4862
2025-08-23 | 34540.4 | 828.969 | 8.407 | calibrated (EIA-923 burn / ERCOT MWh) | 1.0159 | 6969492 | 6860.4 | 6.8604 | 7.2607 | 6.0012
2025-08-24 | 35882 | 861.168 | 8.407 | calibrated (EIA-923 burn / ERCOT MWh) | 1.0159 | 7240203 | 7126.9 | 7.1269 | 7.3913 | 6.2343
2025-08-25 | 34350.3 | 824.407 | 8.407 | calibrated (EIA-923 burn / ERCOT MWh) | 1.0159 | 6931138 | 6822.6 | 6.8226 | 7.3806 | 5.9682
2025-08-26 | 34178.5 | 820.285 | 8.407 | calibrated (EIA-923 burn / ERCOT MWh) | 1.0159 | 6896482 | 6788.5 | 6.7885 | 7.2025 | 5.9384
2025-08-27 | 33855.7 | 812.536 | 8.407 | calibrated (EIA-923 burn / ERCOT MWh) | 1.0159 | 6831333 | 6724.4 | 6.7244 | 7.0876 | 5.8823
2025-08-28 | 31534.4 | 756.825 | 8.407 | calibrated (EIA-923 burn / ERCOT MWh) | 1.0159 | 6362947 | 6263.3 | 6.2633 | 6.8573 | 5.4789
2025-08-29 | 35664.6 | 855.951 | 8.407 | calibrated (EIA-923 burn / ERCOT MWh) | 1.0159 | 7196341 | 7083.7 | 7.0837 | 6.81 | 6.1966
2025-08-30 | 34020.7 | 816.497 | 8.407 | calibrated (EIA-923 burn / ERCOT MWh) | 1.0159 | 6864635 | 6757.2 | 6.7572 | 6.7952 | 5.9109
2025-08-31 | 33744.5 | 809.869 | 8.407 | calibrated (EIA-923 burn / ERCOT MWh) | 1.0159 | 6808911 | 6702.3 | 6.7023 | 6.7346 | 5.863
2025-09-01 | 35096.4 | 842.314 | 8.459 | calibrated (EIA-923 burn / ERCOT MWh) | 1.0157 | 7125341 | 7015.5 | 7.0155 | 6.7621 | 6.0978
2025-09-02 | 35170.7 | 844.097 | 8.459 | calibrated (EIA-923 burn / ERCOT MWh) | 1.0157 | 7140423 | 7030.3 | 7.0303 | 6.7967 | 6.1107
2025-09-03 | 35699.1 | 856.778 | 8.459 | calibrated (EIA-923 burn / ERCOT MWh) | 1.0157 | 7247695 | 7135.9 | 7.1359 | 6.8555 | 6.2025
2025-09-04 | 30682.5 | 736.379 | 8.459 | calibrated (EIA-923 burn / ERCOT MWh) | 1.0157 | 6229210 | 6133.2 | 6.1332 | 6.8369 | 5.3309
2025-09-05 | 30640.7 | 735.377 | 8.459 | calibrated (EIA-923 burn / ERCOT MWh) | 1.0157 | 6220734 | 6124.8 | 6.1248 | 6.6999 | 5.3237
2025-09-06 | 32258.5 | 774.205 | 8.459 | calibrated (EIA-923 burn / ERCOT MWh) | 1.0157 | 6549190 | 6448.2 | 6.4482 | 6.6557 | 5.6048
2025-09-07 | 29387.4 | 705.298 | 8.459 | calibrated (EIA-923 burn / ERCOT MWh) | 1.0157 | 5966289 | 5874.3 | 5.8743 | 6.5375 | 5.1059
2025-09-08 | 24350.6 | 584.414 | 8.459 | calibrated (EIA-923 burn / ERCOT MWh) | 1.0157 | 4943701 | 4867.5 | 4.8675 | 6.2306 | 4.2308
2025-09-09 | 20937.3 | 502.495 | 8.459 | calibrated (EIA-923 burn / ERCOT MWh) | 1.0157 | 4250728 | 4185.2 | 4.1852 | 5.8241 | 3.6378
2025-09-10 | 21413.5 | 513.923 | 8.459 | calibrated (EIA-923 burn / ERCOT MWh) | 1.0157 | 4347401 | 4280.4 | 4.2804 | 5.4162 | 3.7205
2025-09-11 | 25086 | 602.063 | 8.459 | calibrated (EIA-923 burn / ERCOT MWh) | 1.0157 | 5092998 | 5014.5 | 5.0145 | 5.2564 | 4.3586
2025-09-12 | 25020.9 | 600.501 | 8.459 | calibrated (EIA-923 burn / ERCOT MWh) | 1.0157 | 5079785 | 5001.5 | 5.0015 | 5.0959 | 4.3473
2025-09-13 | 23341.3 | 560.191 | 8.459 | calibrated (EIA-923 burn / ERCOT MWh) | 1.0157 | 4738793 | 4665.7 | 4.6657 | 4.8413 | 4.0554
2025-09-14 | 25916.1 | 621.987 | 8.459 | calibrated (EIA-923 burn / ERCOT MWh) | 1.0157 | 5261540 | 5180.4 | 5.1804 | 4.7421 | 4.5028
2025-09-15 | 30587.8 | 734.106 | 8.459 | calibrated (EIA-923 burn / ERCOT MWh) | 1.0157 | 6209983 | 6114.2 | 6.1142 | 4.9203 | 5.3145
2025-09-16 | 30406.3 | 729.752 | 8.459 | calibrated (EIA-923 burn / ERCOT MWh) | 1.0157 | 6173151 | 6078 | 6.078 | 5.1907 | 5.283
2025-09-17 | 31239.1 | 749.739 | 8.459 | calibrated (EIA-923 burn / ERCOT MWh) | 1.0157 | 6342226 | 6244.4 | 6.2444 | 5.4712 | 5.4276
2025-09-18 | 32773.2 | 786.557 | 8.459 | calibrated (EIA-923 burn / ERCOT MWh) | 1.0157 | 6653678 | 6551.1 | 6.5511 | 5.6908 | 5.6942
2025-09-19 | 32137.5 | 771.299 | 8.459 | calibrated (EIA-923 burn / ERCOT MWh) | 1.0157 | 6524607 | 6424 | 6.424 | 5.894 | 5.5837
2025-09-20 | 27745.8 | 665.898 | 8.459 | calibrated (EIA-923 burn / ERCOT MWh) | 1.0157 | 5632994 | 5546.1 | 5.5461 | 6.0197 | 4.8207
2025-09-21 | 26503.2 | 636.077 | 8.459 | calibrated (EIA-923 burn / ERCOT MWh) | 1.0157 | 5380731 | 5297.8 | 5.2978 | 6.0365 | 4.6048
2025-09-22 | 29483.1 | 707.595 | 8.459 | calibrated (EIA-923 burn / ERCOT MWh) | 1.0157 | 5985720 | 5893.4 | 5.8934 | 6.005 | 5.1226
2025-09-23 | 29239.7 | 701.752 | 8.459 | calibrated (EIA-923 burn / ERCOT MWh) | 1.0157 | 5936292 | 5844.8 | 5.8448 | 5.9717 | 5.0803
2025-09-24 | 31188.5 | 748.523 | 8.459 | calibrated (EIA-923 burn / ERCOT MWh) | 1.0157 | 6331940 | 6234.3 | 6.2343 | 5.9702 | 5.4188
2025-09-25 | 32280.8 | 774.74 | 8.459 | calibrated (EIA-923 burn / ERCOT MWh) | 1.0157 | 6553716 | 6452.7 | 6.4527 | 5.9561 | 5.6086
2025-09-26 | 28728.4 | 689.481 | 8.459 | calibrated (EIA-923 burn / ERCOT MWh) | 1.0157 | 5832489 | 5742.5 | 5.7425 | 5.8588 | 4.9914
2025-09-27 | 24742.3 | 593.816 | 8.459 | calibrated (EIA-923 burn / ERCOT MWh) | 1.0157 | 5023235 | 4945.8 | 4.9458 | 5.773 | 4.2989
2025-09-28 | 25431.4 | 610.353 | 8.459 | calibrated (EIA-923 burn / ERCOT MWh) | 1.0157 | 5163126 | 5083.5 | 5.0835 | 5.7424 | 4.4186
2025-09-29 | 29540.5 | 708.973 | 8.459 | calibrated (EIA-923 burn / ERCOT MWh) | 1.0157 | 5997376 | 5904.9 | 5.9049 | 5.7441 | 5.1325
2025-09-30 | 31332.1 | 751.97 | 8.459 | calibrated (EIA-923 burn / ERCOT MWh) | 1.0157 | 6361099 | 6263 | 6.263 | 5.8038 | 5.4438
2025-10-01 | 27534.5 | 660.827 | 8.774 | calibrated (EIA-923 burn / ERCOT MWh) | 1.0145 | 5798066 | 5715 | 5.715 | 5.7296 | 4.784
2025-10-02 | 27001.5 | 648.037 | 8.774 | calibrated (EIA-923 burn / ERCOT MWh) | 1.0145 | 5685847 | 5604.4 | 5.6044 | 5.6084 | 4.6914
2025-10-03 | 26101.5 | 626.435 | 8.774 | calibrated (EIA-923 burn / ERCOT MWh) | 1.0145 | 5496312 | 5417.5 | 5.4175 | 5.562 | 4.535
2025-10-04 | 18578.1 | 445.874 | 8.774 | calibrated (EIA-923 burn / ERCOT MWh) | 1.0145 | 3912078 | 3856 | 3.856 | 5.4063 | 3.2279
2025-10-05 | 18532.4 | 444.777 | 8.774 | calibrated (EIA-923 burn / ERCOT MWh) | 1.0145 | 3902453 | 3846.5 | 3.8465 | 5.2296 | 3.2199
2025-10-06 | 27081.2 | 649.95 | 8.774 | calibrated (EIA-923 burn / ERCOT MWh) | 1.0145 | 5702632 | 5620.9 | 5.6209 | 5.189 | 4.7052
2025-10-07 | 31315.6 | 751.574 | 8.774 | calibrated (EIA-923 burn / ERCOT MWh) | 1.0145 | 6594276 | 6499.8 | 6.4998 | 5.2229 | 5.4409
2025-10-08 | 33167.4 | 796.018 | 8.774 | calibrated (EIA-923 burn / ERCOT MWh) | 1.0145 | 6984226 | 6884.1 | 6.8841 | 5.3899 | 5.7627
2025-10-09 | 30139.8 | 723.356 | 8.774 | calibrated (EIA-923 burn / ERCOT MWh) | 1.0145 | 6346693 | 6255.7 | 6.2557 | 5.4829 | 5.2367
2025-10-10 | 27052.5 | 649.26 | 8.774 | calibrated (EIA-923 burn / ERCOT MWh) | 1.0145 | 5696578 | 5614.9 | 5.6149 | 5.5111 | 4.7002
2025-10-11 | 20563.9 | 493.534 | 8.774 | calibrated (EIA-923 burn / ERCOT MWh) | 1.0145 | 4330245 | 4268.2 | 4.2682 | 5.57 | 3.5729
2025-10-12 | 17944.5 | 430.667 | 8.774 | calibrated (EIA-923 burn / ERCOT MWh) | 1.0145 | 3778653 | 3724.5 | 3.7245 | 5.5526 | 3.1178
2025-10-13 | 26300.6 | 631.215 | 8.774 | calibrated (EIA-923 burn / ERCOT MWh) | 1.0145 | 5538252 | 5458.9 | 5.4589 | 5.5294 | 4.5696
2025-10-14 | 25166.7 | 604.001 | 8.774 | calibrated (EIA-923 burn / ERCOT MWh) | 1.0145 | 5299478 | 5223.5 | 5.2235 | 5.3471 | 4.3726
2025-10-15 | 25300.3 | 607.207 | 8.774 | calibrated (EIA-923 burn / ERCOT MWh) | 1.0145 | 5327607 | 5251.3 | 5.2513 | 5.1139 | 4.3958
2025-10-16 | 20814.9 | 499.558 | 8.774 | calibrated (EIA-923 burn / ERCOT MWh) | 1.0145 | 4383099 | 4320.3 | 4.3203 | 4.8374 | 3.6165
2025-10-17 | 23582.9 | 565.989 | 8.774 | calibrated (EIA-923 burn / ERCOT MWh) | 1.0145 | 4965962 | 4894.8 | 4.8948 | 4.7345 | 4.0974
2025-10-18 | 23944.1 | 574.658 | 8.774 | calibrated (EIA-923 burn / ERCOT MWh) | 1.0145 | 5042023 | 4969.8 | 4.9698 | 4.8347 | 4.1602
2025-10-19 | 18947.3 | 454.735 | 8.774 | calibrated (EIA-923 burn / ERCOT MWh) | 1.0145 | 3989824 | 3932.6 | 3.9326 | 4.8644 | 3.292
2025-10-20 | 17398.3 | 417.56 | 8.774 | calibrated (EIA-923 burn / ERCOT MWh) | 1.0145 | 3663653 | 3611.1 | 3.6111 | 4.6005 | 3.0229
2025-10-21 | 23921.7 | 574.121 | 8.774 | calibrated (EIA-923 burn / ERCOT MWh) | 1.0145 | 5037312 | 4965.1 | 4.9651 | 4.5636 | 4.1563
2025-10-22 | 21008.1 | 504.195 | 8.774 | calibrated (EIA-923 burn / ERCOT MWh) | 1.0145 | 4423784 | 4360.4 | 4.3604 | 4.4363 | 3.6501
2025-10-23 | 22391.9 | 537.405 | 8.774 | calibrated (EIA-923 burn / ERCOT MWh) | 1.0145 | 4715167 | 4647.6 | 4.6476 | 4.4831 | 3.8905
2025-10-24 | 23276.7 | 558.64 | 8.774 | calibrated (EIA-923 burn / ERCOT MWh) | 1.0145 | 4901482 | 4831.2 | 4.8312 | 4.474 | 4.0442
2025-10-25 | 27686 | 664.465 | 8.774 | calibrated (EIA-923 burn / ERCOT MWh) | 1.0145 | 5829986 | 5746.4 | 5.7464 | 4.5849 | 4.8103
2025-10-26 | 27127 | 651.049 | 8.774 | calibrated (EIA-923 burn / ERCOT MWh) | 1.0145 | 5712275 | 5630.4 | 5.6304 | 4.8275 | 4.7132
2025-10-27 | 25065.8 | 601.58 | 8.774 | calibrated (EIA-923 burn / ERCOT MWh) | 1.0145 | 5278236 | 5202.6 | 5.2026 | 5.0548 | 4.3551
2025-10-28 | 18576 | 445.825 | 8.774 | calibrated (EIA-923 burn / ERCOT MWh) | 1.0145 | 3911648 | 3855.6 | 3.8556 | 4.8963 | 3.2275
2025-10-29 | 11607.8 | 278.588 | 8.774 | calibrated (EIA-923 burn / ERCOT MWh) | 1.0145 | 2444319 | 2409.3 | 2.4093 | 4.6176 | 2.0168
2025-10-30 | 21733.5 | 521.604 | 8.774 | calibrated (EIA-923 burn / ERCOT MWh) | 1.0145 | 4576530 | 4510.9 | 4.5109 | 4.5981 | 3.7761
2025-10-31 | 18138.7 | 435.329 | 8.774 | calibrated (EIA-923 burn / ERCOT MWh) | 1.0145 | 3819557 | 3764.8 | 3.7648 | 4.4457 | 3.1515
2025-11-01 | 15154 | 363.695 | 9.099 | calibrated (EIA-923 burn / ERCOT MWh) | 1.0155 | 3309111 | 3258.6 | 3.2586 | 4.0903 | 2.6329
2025-11-02 | 15299.6 | 367.19 | 9.099 | calibrated (EIA-923 burn / ERCOT MWh) | 1.0155 | 3340910 | 3289.9 | 3.2899 | 3.756 | 2.6582
2025-11-03 | 12114.9 | 290.758 | 9.099 | calibrated (EIA-923 burn / ERCOT MWh) | 1.0155 | 2645487 | 2605.1 | 2.6051 | 3.3849 | 2.1049
2025-11-04 | 10432.5 | 250.379 | 9.099 | calibrated (EIA-923 burn / ERCOT MWh) | 1.0155 | 2278095 | 2243.3 | 2.2433 | 3.1546 | 1.8126
2025-11-05 | 15700.2 | 376.806 | 9.099 | calibrated (EIA-923 burn / ERCOT MWh) | 1.0155 | 3428402 | 3376.1 | 3.3761 | 3.2927 | 2.7278
2025-11-06 | 16759 | 402.217 | 9.099 | calibrated (EIA-923 burn / ERCOT MWh) | 1.0155 | 3659606 | 3603.7 | 3.6037 | 3.1631 | 2.9118
2025-11-07 | 18959.7 | 455.032 | 9.099 | calibrated (EIA-923 burn / ERCOT MWh) | 1.0155 | 4140148 | 4076.9 | 4.0769 | 3.2077 | 3.2942
2025-11-08 | 18629.6 | 447.11 | 9.099 | calibrated (EIA-923 burn / ERCOT MWh) | 1.0155 | 4068069 | 4006 | 4.006 | 3.3144 | 3.2368
2025-11-09 | 16225.4 | 389.41 | 9.099 | calibrated (EIA-923 burn / ERCOT MWh) | 1.0155 | 3543081 | 3489 | 3.489 | 3.3429 | 2.8191
2025-11-10 | 12702.8 | 304.868 | 9.099 | calibrated (EIA-923 burn / ERCOT MWh) | 1.0155 | 2773868 | 2731.5 | 2.7315 | 3.3609 | 2.2071
2025-11-11 | 17436.2 | 418.469 | 9.099 | calibrated (EIA-923 burn / ERCOT MWh) | 1.0155 | 3807477 | 3749.3 | 3.7493 | 3.5761 | 3.0295
2025-11-12 | 10338.2 | 248.118 | 9.099 | calibrated (EIA-923 burn / ERCOT MWh) | 1.0155 | 2257523 | 2223.1 | 2.2231 | 3.4114 | 1.7962
2025-11-13 | 15413 | 369.913 | 9.099 | calibrated (EIA-923 burn / ERCOT MWh) | 1.0155 | 3365686 | 3314.3 | 3.3143 | 3.37 | 2.6779
2025-11-14 | 14397 | 345.528 | 9.099 | calibrated (EIA-923 burn / ERCOT MWh) | 1.0155 | 3143817 | 3095.8 | 3.0958 | 3.2298 | 2.5014
2025-11-15 | 14580.9 | 349.941 | 9.099 | calibrated (EIA-923 burn / ERCOT MWh) | 1.0155 | 3183969 | 3135.4 | 3.1354 | 3.1055 | 2.5334
2025-11-16 | 15619.5 | 374.869 | 9.099 | calibrated (EIA-923 burn / ERCOT MWh) | 1.0155 | 3410778 | 3358.7 | 3.3587 | 3.0869 | 2.7138
2025-11-17 | 23908.3 | 573.799 | 9.099 | calibrated (EIA-923 burn / ERCOT MWh) | 1.0155 | 5220760 | 5141 | 5.141 | 3.4311 | 4.154
2025-11-18 | 20943 | 502.633 | 9.099 | calibrated (EIA-923 burn / ERCOT MWh) | 1.0155 | 4573250 | 4503.4 | 4.5034 | 3.5388 | 3.6388
2025-11-19 | 27512.5 | 660.299 | 9.099 | calibrated (EIA-923 burn / ERCOT MWh) | 1.0155 | 6007788 | 5916.1 | 5.9161 | 4.0664 | 4.7802
2025-11-20 | 29784.8 | 714.836 | 9.099 | calibrated (EIA-923 burn / ERCOT MWh) | 1.0155 | 6503998 | 6404.7 | 6.4047 | 4.5079 | 5.175
2025-11-21 | 23422.2 | 562.133 | 9.099 | calibrated (EIA-923 burn / ERCOT MWh) | 1.0155 | 5114616 | 5036.5 | 5.0365 | 4.7851 | 4.0695
2025-11-22 | 23535.2 | 564.846 | 9.099 | calibrated (EIA-923 burn / ERCOT MWh) | 1.0155 | 5139301 | 5060.8 | 5.0608 | 5.0602 | 4.0891
2025-11-23 | 24387.3 | 585.296 | 9.099 | calibrated (EIA-923 burn / ERCOT MWh) | 1.0155 | 5325367 | 5244 | 5.244 | 5.3295 | 4.2372
2025-11-24 | 18534.5 | 444.829 | 9.099 | calibrated (EIA-923 burn / ERCOT MWh) | 1.0155 | 4047315 | 3985.5 | 3.9855 | 5.1644 | 3.2203
2025-11-25 | 23736.9 | 569.685 | 9.099 | calibrated (EIA-923 burn / ERCOT MWh) | 1.0155 | 5183329 | 5104.2 | 5.1042 | 5.2503 | 4.1242
2025-11-26 | 22983.1 | 551.594 | 9.099 | calibrated (EIA-923 burn / ERCOT MWh) | 1.0155 | 5018726 | 4942.1 | 4.9421 | 5.1111 | 3.9932
2025-11-27 | 18265.2 | 438.365 | 9.099 | calibrated (EIA-923 burn / ERCOT MWh) | 1.0155 | 3988502 | 3927.6 | 3.9276 | 4.7573 | 3.1735
2025-11-28 | 18204.2 | 436.9 | 9.099 | calibrated (EIA-923 burn / ERCOT MWh) | 1.0155 | 3975173 | 3914.5 | 3.9145 | 4.597 | 3.1629
2025-11-29 | 9060 | 217.441 | 9.099 | calibrated (EIA-923 burn / ERCOT MWh) | 1.0155 | 1978406 | 1948.2 | 1.9482 | 4.1523 | 1.5741
2025-11-30 | 9999.4 | 239.985 | 9.099 | calibrated (EIA-923 burn / ERCOT MWh) | 1.0155 | 2183524 | 2150.2 | 2.1502 | 3.7103 | 1.7373
2025-12-01 | 22714 | 545.135 | 9.06 | calibrated (EIA-923 burn / ERCOT MWh) | 1.0138 | 4939020 | 4872 | 4.872 | 3.837 | 3.9464
2025-12-02 | 34495.7 | 827.897 | 9.06 | calibrated (EIA-923 burn / ERCOT MWh) | 1.0138 | 7500894 | 7399.1 | 7.3991 | 4.1648 | 5.9935
2025-12-03 | 22686 | 544.463 | 9.06 | calibrated (EIA-923 burn / ERCOT MWh) | 1.0138 | 4932931 | 4866 | 4.866 | 4.1539 | 3.9416
2025-12-04 | 21665.2 | 519.965 | 9.06 | calibrated (EIA-923 burn / ERCOT MWh) | 1.0138 | 4710975 | 4647 | 4.647 | 4.2567 | 3.7642
2025-12-07 | 20038.1 | 480.915 | 9.06 | calibrated (EIA-923 burn / ERCOT MWh) | 1.0138 | 4357175 | 4298 | 4.298 | 4.3115 | 3.4815
2025-12-08 | 17428.6 | 418.287 | 9.06 | calibrated (EIA-923 burn / ERCOT MWh) | 1.0138 | 3789754 | 3738.3 | 3.7383 | 4.5672 | 3.0281
2025-12-09 | 21570.9 | 517.701 | 9.06 | calibrated (EIA-923 burn / ERCOT MWh) | 1.0138 | 4690463 | 4626.8 | 4.6268 | 4.921 | 3.7478
2025-12-10 | 15464.2 | 371.141 | 9.06 | calibrated (EIA-923 burn / ERCOT MWh) | 1.0138 | 3362603 | 3316.9 | 3.3169 | 4.6989 | 2.6868
2025-12-11 | 17711.2 | 425.07 | 9.06 | calibrated (EIA-923 burn / ERCOT MWh) | 1.0138 | 3851210 | 3798.9 | 3.7989 | 4.1846 | 3.0772
2025-12-12 | 19852.7 | 476.465 | 9.06 | calibrated (EIA-923 burn / ERCOT MWh) | 1.0138 | 4316857 | 4258.2 | 4.2582 | 4.0977 | 3.4493
2025-12-13 | 24909.6 | 597.831 | 9.06 | calibrated (EIA-923 burn / ERCOT MWh) | 1.0138 | 5416455 | 5342.9 | 5.3429 | 4.1972 | 4.3279
2025-12-14 | 22603.2 | 542.478 | 9.06 | calibrated (EIA-923 burn / ERCOT MWh) | 1.0138 | 4914947 | 4848.2 | 4.8482 | 4.2758 | 3.9272
2025-12-15 | 27692.6 | 664.623 | 9.06 | calibrated (EIA-923 burn / ERCOT MWh) | 1.0138 | 6021602 | 5939.8 | 5.9398 | 4.5903 | 4.8115
2025-12-16 | 20948.3 | 502.759 | 9.06 | calibrated (EIA-923 burn / ERCOT MWh) | 1.0138 | 4555086 | 4493.2 | 4.4932 | 4.5712 | 3.6397
2025-12-17 | 23437.7 | 562.504 | 9.06 | calibrated (EIA-923 burn / ERCOT MWh) | 1.0138 | 5096386 | 5027.2 | 5.0272 | 4.8155 | 4.0722
2025-12-18 | 15078 | 361.873 | 9.06 | calibrated (EIA-923 burn / ERCOT MWh) | 1.0138 | 3278634 | 3234.1 | 3.2341 | 4.7348 | 2.6197
2025-12-19 | 14532.2 | 348.774 | 9.06 | calibrated (EIA-923 burn / ERCOT MWh) | 1.0138 | 3159954 | 3117.1 | 3.1171 | 4.5718 | 2.5249
2025-12-20 | 11032.8 | 264.786 | 9.06 | calibrated (EIA-923 burn / ERCOT MWh) | 1.0138 | 2399008 | 2366.4 | 2.3664 | 4.1466 | 1.9169
2025-12-21 | 11374 | 272.977 | 9.06 | calibrated (EIA-923 burn / ERCOT MWh) | 1.0138 | 2473220 | 2439.6 | 2.4396 | 3.8025 | 1.9762
2025-12-22 | 20581.4 | 493.954 | 9.06 | calibrated (EIA-923 burn / ERCOT MWh) | 1.0138 | 4475311 | 4414.5 | 4.4145 | 3.5846 | 3.5759
2025-12-23 | 14176.7 | 340.241 | 9.06 | calibrated (EIA-923 burn / ERCOT MWh) | 1.0138 | 3082644 | 3040.8 | 3.0408 | 3.3771 | 2.4631
2025-12-24 | 12941.4 | 310.594 | 9.06 | calibrated (EIA-923 burn / ERCOT MWh) | 1.0138 | 2814037 | 2775.8 | 2.7758 | 3.0555 | 2.2485
2025-12-25 | 14270.1 | 342.483 | 9.06 | calibrated (EIA-923 burn / ERCOT MWh) | 1.0138 | 3102957 | 3060.8 | 3.0608 | 3.0307 | 2.4794
2025-12-26 | 14397.1 | 345.53 | 9.06 | calibrated (EIA-923 burn / ERCOT MWh) | 1.0138 | 3130563 | 3088.1 | 3.0881 | 3.0266 | 2.5014
2025-12-27 | 18385.6 | 441.255 | 9.06 | calibrated (EIA-923 burn / ERCOT MWh) | 1.0138 | 3997849 | 3943.6 | 3.9436 | 3.2519 | 3.1944
2025-12-28 | 12162.6 | 291.903 | 9.06 | calibrated (EIA-923 burn / ERCOT MWh) | 1.0138 | 2644693 | 2608.8 | 2.6088 | 3.2761 | 2.1132
2025-12-29 | 13416.4 | 321.993 | 9.06 | calibrated (EIA-923 burn / ERCOT MWh) | 1.0138 | 2917314 | 2877.7 | 2.8777 | 3.0565 | 2.331
2025-12-30 | 25938.3 | 622.52 | 9.06 | calibrated (EIA-923 burn / ERCOT MWh) | 1.0138 | 5640142 | 5563.6 | 5.5636 | 3.4169 | 4.5067
2025-12-31 | 26495.7 | 635.896 | 9.06 | calibrated (EIA-923 burn / ERCOT MWh) | 1.0138 | 5761330 | 5683.1 | 5.6831 | 3.8322 | 4.6035
2026-01-01 | 15753.8 | 378.09 | 8.386 | calibrated, partial plant sample: EIA-923 net-MWh heat rate x Jan/25 ERCOT/EIA factor | 1.0186 | 3170623 | 3112.8 | 3.1128 | 3.8397 | 2.7371
2026-01-02 | 11103.4 | 266.482 | 8.386 | calibrated, partial plant sample: EIA-923 net-MWh heat rate x Jan/25 ERCOT/EIA factor | 1.0186 | 2234690 | 2194 | 2.194 | 3.7119 | 1.9292
2026-01-03 | 16427.3 | 394.255 | 8.386 | calibrated, partial plant sample: EIA-923 net-MWh heat rate x Jan/25 ERCOT/EIA factor | 1.0186 | 3306181 | 3245.9 | 3.2459 | 3.6123 | 2.8542
2026-01-04 | 13936.9 | 334.485 | 8.386 | calibrated, partial plant sample: EIA-923 net-MWh heat rate x Jan/25 ERCOT/EIA factor | 1.0186 | 2804956 | 2753.8 | 2.7538 | 3.633 | 2.4215
2026-01-05 | 13223.5 | 317.363 | 8.386 | calibrated, partial plant sample: EIA-923 net-MWh heat rate x Jan/25 ERCOT/EIA factor | 1.0186 | 2661372 | 2612.9 | 2.6129 | 3.5951 | 2.2975
2026-01-06 | 20262.5 | 486.3 | 8.386 | calibrated, partial plant sample: EIA-923 net-MWh heat rate x Jan/25 ERCOT/EIA factor | 1.0186 | 4078060 | 4003.7 | 4.0037 | 3.3723 | 3.5205
2026-01-07 | 18184.3 | 436.423 | 8.386 | calibrated, partial plant sample: EIA-923 net-MWh heat rate x Jan/25 ERCOT/EIA factor | 1.0186 | 3659797 | 3593.1 | 3.5931 | 3.0737 | 3.1594
2026-01-08 | 13183.6 | 316.407 | 8.386 | calibrated, partial plant sample: EIA-923 net-MWh heat rate x Jan/25 ERCOT/EIA factor | 1.0186 | 2653355 | 2605 | 2.605 | 3.0012 | 2.2906
2026-01-09 | 19550.5 | 469.212 | 8.386 | calibrated, partial plant sample: EIA-923 net-MWh heat rate x Jan/25 ERCOT/EIA factor | 1.0186 | 3934762 | 3863 | 3.863 | 3.2396 | 3.3968
2026-01-10 | 15091.8 | 362.203 | 8.386 | calibrated, partial plant sample: EIA-923 net-MWh heat rate x Jan/25 ERCOT/EIA factor | 1.0186 | 3037396 | 2982 | 2.982 | 3.2019 | 2.6221
2026-01-11 | 25496.7 | 611.921 | 8.386 | calibrated, partial plant sample: EIA-923 net-MWh heat rate x Jan/25 ERCOT/EIA factor | 1.0186 | 5131504 | 5038 | 5.038 | 3.5282 | 4.4299
2026-01-12 | 28517.1 | 684.41 | 8.386 | calibrated, partial plant sample: EIA-923 net-MWh heat rate x Jan/25 ERCOT/EIA factor | 1.0186 | 5739389 | 5634.8 | 5.6348 | 3.9599 | 4.9547
2026-01-13 | 25542.2 | 613.012 | 8.386 | calibrated, partial plant sample: EIA-923 net-MWh heat rate x Jan/25 ERCOT/EIA factor | 1.0186 | 5140653 | 5046.9 | 5.0469 | 4.109 | 4.4378
2026-01-14 | 15090.2 | 362.166 | 8.386 | calibrated, partial plant sample: EIA-923 net-MWh heat rate x Jan/25 ERCOT/EIA factor | 1.0186 | 3037086 | 2981.7 | 2.9817 | 4.0216 | 2.6219
2026-01-15 | 17831.9 | 427.965 | 8.386 | calibrated, partial plant sample: EIA-923 net-MWh heat rate x Jan/25 ERCOT/EIA factor | 1.0186 | 3588869 | 3523.4 | 3.5234 | 4.1528 | 3.0982
2026-01-16 | 13656.8 | 327.763 | 8.386 | calibrated, partial plant sample: EIA-923 net-MWh heat rate x Jan/25 ERCOT/EIA factor | 1.0186 | 2748586 | 2698.5 | 2.6985 | 3.9865 | 2.3728
2026-01-17 | 18843.6 | 452.247 | 8.386 | calibrated, partial plant sample: EIA-923 net-MWh heat rate x Jan/25 ERCOT/EIA factor | 1.0186 | 3792495 | 3723.4 | 3.7234 | 4.0924 | 3.274
2026-01-18 | 22154.6 | 531.71 | 8.386 | calibrated, partial plant sample: EIA-923 net-MWh heat rate x Jan/25 ERCOT/EIA factor | 1.0186 | 4458864 | 4377.6 | 4.3776 | 3.998 | 3.8493
2026-01-19 | 19875 | 477 | 8.386 | calibrated, partial plant sample: EIA-923 net-MWh heat rate x Jan/25 ERCOT/EIA factor | 1.0186 | 4000071 | 3927.2 | 3.9272 | 3.7541 | 3.4532
2026-01-20 | 26662.4 | 639.898 | 8.386 | calibrated, partial plant sample: EIA-923 net-MWh heat rate x Jan/25 ERCOT/EIA factor | 1.0186 | 5366117 | 5268.3 | 5.2683 | 3.7857 | 4.6325
2026-01-21 | 21119.3 | 506.863 | 8.386 | calibrated, partial plant sample: EIA-923 net-MWh heat rate x Jan/25 ERCOT/EIA factor | 1.0186 | 4250499 | 4173 | 4.173 | 3.9559 | 3.6694
2026-01-22 | 24887 | 597.288 | 8.386 | calibrated, partial plant sample: EIA-923 net-MWh heat rate x Jan/25 ERCOT/EIA factor | 1.0186 | 5008794 | 4917.5 | 4.9175 | 4.1551 | 4.324
2026-01-23 | 20629.3 | 495.104 | 8.386 | calibrated, partial plant sample: EIA-923 net-MWh heat rate x Jan/25 ERCOT/EIA factor | 1.0186 | 4151889 | 4076.2 | 4.0762 | 4.3519 | 3.5842
2026-01-24 | 33247.7 | 797.944 | 8.386 | calibrated, partial plant sample: EIA-923 net-MWh heat rate x Jan/25 ERCOT/EIA factor | 1.0186 | 6691474 | 6569.5 | 6.5695 | 4.7585 | 5.7766
2026-01-25 | 40502.3 | 972.056 | 8.386 | calibrated, partial plant sample: EIA-923 net-MWh heat rate x Jan/25 ERCOT/EIA factor | 1.0186 | 8151558 | 8003 | 8.003 | 5.2764 | 7.0371
2026-01-26 | 37385.3 | 897.248 | 8.386 | calibrated, partial plant sample: EIA-923 net-MWh heat rate x Jan/25 ERCOT/EIA factor | 1.0186 | 7524226 | 7387.1 | 7.3871 | 5.7706 | 6.4955
2026-01-27 | 30999 | 743.975 | 8.386 | calibrated, partial plant sample: EIA-923 net-MWh heat rate x Jan/25 ERCOT/EIA factor | 1.0186 | 6238895 | 6125.2 | 6.1252 | 5.8931 | 5.3859
2026-01-28 | 28191.4 | 676.594 | 8.386 | calibrated, partial plant sample: EIA-923 net-MWh heat rate x Jan/25 ERCOT/EIA factor | 1.0186 | 5673845 | 5570.4 | 5.5704 | 6.0927 | 4.8981
2026-01-29 | 19803.1 | 475.274 | 8.386 | calibrated, partial plant sample: EIA-923 net-MWh heat rate x Jan/25 ERCOT/EIA factor | 1.0186 | 3985597 | 3912.9 | 3.9129 | 5.9492 | 3.4407
2026-01-30 | 27763.1 | 666.314 | 8.386 | calibrated, partial plant sample: EIA-923 net-MWh heat rate x Jan/25 ERCOT/EIA factor | 1.0186 | 5587638 | 5485.8 | 5.4858 | 6.1505 | 4.8237
2026-01-31 | 27960.9 | 671.062 | 8.386 | calibrated, partial plant sample: EIA-923 net-MWh heat rate x Jan/25 ERCOT/EIA factor | 1.0186 | 5627455 | 5524.9 | 5.5249 | 6.0013 | 4.8581
2026-02-01 | 26425.1 | 634.202 | 8.057 | calibrated, partial plant sample: EIA-923 net-MWh heat rate x Feb/25 ERCOT/EIA factor | 1.0158 | 5110013 | 5030.5 | 5.0305 | 5.5767 | 4.5912
2026-02-02 | 14445.7 | 346.696 | 8.057 | calibrated, partial plant sample: EIA-923 net-MWh heat rate x Feb/25 ERCOT/EIA factor | 1.0158 | 2793465 | 2750 | 2.75 | 4.9142 | 2.5099
2026-02-03 | 13786.7 | 330.881 | 8.057 | calibrated, partial plant sample: EIA-923 net-MWh heat rate x Feb/25 ERCOT/EIA factor | 1.0158 | 2666037 | 2624.6 | 2.6246 | 4.4142 | 2.3954
2026-02-04 | 19129.5 | 459.107 | 8.057 | calibrated, partial plant sample: EIA-923 net-MWh heat rate x Feb/25 ERCOT/EIA factor | 1.0158 | 3699204 | 3641.7 | 3.6417 | 4.1386 | 3.3237
2026-02-05 | 20095.4 | 482.289 | 8.057 | calibrated, partial plant sample: EIA-923 net-MWh heat rate x Feb/25 ERCOT/EIA factor | 1.0158 | 3885991 | 3825.5 | 3.8255 | 4.1261 | 3.4915
2026-02-06 | 18701.5 | 448.835 | 8.057 | calibrated, partial plant sample: EIA-923 net-MWh heat rate x Feb/25 ERCOT/EIA factor | 1.0158 | 3616439 | 3560.2 | 3.5602 | 3.851 | 3.2493
2026-02-07 | 14272.4 | 342.537 | 8.057 | calibrated, partial plant sample: EIA-923 net-MWh heat rate x Feb/25 ERCOT/EIA factor | 1.0158 | 2759954 | 2717 | 2.717 | 3.4499 | 2.4798
2026-02-08 | 12842.2 | 308.214 | 8.057 | calibrated, partial plant sample: EIA-923 net-MWh heat rate x Feb/25 ERCOT/EIA factor | 1.0158 | 2483400 | 2444.8 | 2.4448 | 3.0805 | 2.2313
2026-02-09 | 16228.4 | 389.482 | 8.057 | calibrated, partial plant sample: EIA-923 net-MWh heat rate x Feb/25 ERCOT/EIA factor | 1.0158 | 3138208 | 3089.4 | 3.0894 | 3.129 | 2.8196
2026-02-10 | 15917.3 | 382.016 | 8.057 | calibrated, partial plant sample: EIA-923 net-MWh heat rate x Feb/25 ERCOT/EIA factor | 1.0158 | 3078052 | 3030.2 | 3.0302 | 3.187 | 2.7656
2026-02-11 | 21817.8 | 523.628 | 8.057 | calibrated, partial plant sample: EIA-923 net-MWh heat rate x Feb/25 ERCOT/EIA factor | 1.0158 | 4219075 | 4153.4 | 4.1534 | 3.2601 | 3.7907
2026-02-12 | 17347 | 416.328 | 8.057 | calibrated, partial plant sample: EIA-923 net-MWh heat rate x Feb/25 ERCOT/EIA factor | 1.0158 | 3354517 | 3302.3 | 3.3023 | 3.1853 | 3.014
2026-02-13 | 14430.8 | 346.338 | 8.057 | calibrated, partial plant sample: EIA-923 net-MWh heat rate x Feb/25 ERCOT/EIA factor | 1.0158 | 2790580 | 2747.2 | 2.7472 | 3.0692 | 2.5073
2026-02-14 | 14014.6 | 336.35 | 8.057 | calibrated, partial plant sample: EIA-923 net-MWh heat rate x Feb/25 ERCOT/EIA factor | 1.0158 | 2710103 | 2667.9 | 2.6679 | 3.0622 | 2.435
2026-02-15 | 12653 | 303.671 | 8.057 | calibrated, partial plant sample: EIA-923 net-MWh heat rate x Feb/25 ERCOT/EIA factor | 1.0158 | 2446796 | 2408.7 | 2.4087 | 3.057 | 2.1984
2026-02-16 | 11521.1 | 276.507 | 8.057 | calibrated, partial plant sample: EIA-923 net-MWh heat rate x Feb/25 ERCOT/EIA factor | 1.0158 | 2227925 | 2193.3 | 2.1933 | 2.929 | 2.0017
2026-02-17 | 9446.2 | 226.709 | 8.057 | calibrated, partial plant sample: EIA-923 net-MWh heat rate x Feb/25 ERCOT/EIA factor | 1.0158 | 1826683 | 1798.3 | 1.7983 | 2.753 | 1.6412
2026-02-18 | 13637.1 | 327.29 | 8.057 | calibrated, partial plant sample: EIA-923 net-MWh heat rate x Feb/25 ERCOT/EIA factor | 1.0158 | 2637103 | 2596.1 | 2.5961 | 2.5305 | 2.3694
2026-02-19 | 15049.8 | 361.195 | 8.057 | calibrated, partial plant sample: EIA-923 net-MWh heat rate x Feb/25 ERCOT/EIA factor | 1.0158 | 2910289 | 2865 | 2.865 | 2.4681 | 2.6148
2026-02-20 | 21378.7 | 513.088 | 8.057 | calibrated, partial plant sample: EIA-923 net-MWh heat rate x Feb/25 ERCOT/EIA factor | 1.0158 | 4134150 | 4069.8 | 4.0698 | 2.657 | 3.7144
2026-02-21 | 14662.5 | 351.899 | 8.057 | calibrated, partial plant sample: EIA-923 net-MWh heat rate x Feb/25 ERCOT/EIA factor | 1.0158 | 2835388 | 2791.3 | 2.7913 | 2.6746 | 2.5475
2026-02-22 | 17269.3 | 414.463 | 8.057 | calibrated, partial plant sample: EIA-923 net-MWh heat rate x Feb/25 ERCOT/EIA factor | 1.0158 | 3339490 | 3287.5 | 3.2875 | 2.8002 | 3.0005
2026-02-23 | 15250 | 366 | 8.057 | calibrated, partial plant sample: EIA-923 net-MWh heat rate x Feb/25 ERCOT/EIA factor | 1.0158 | 2949005 | 2903.1 | 2.9031 | 2.9016 | 2.6496
2026-02-24 | 9467.1 | 227.211 | 8.057 | calibrated, partial plant sample: EIA-923 net-MWh heat rate x Feb/25 ERCOT/EIA factor | 1.0158 | 1830728 | 1802.2 | 1.8022 | 2.9022 | 1.6449
2026-02-25 | 11776.9 | 282.646 | 8.057 | calibrated, partial plant sample: EIA-923 net-MWh heat rate x Feb/25 ERCOT/EIA factor | 1.0158 | 2277389 | 2242 | 2.242 | 2.8516 | 2.0462
2026-02-26 | 15586.2 | 374.068 | 8.057 | calibrated, partial plant sample: EIA-923 net-MWh heat rate x Feb/25 ERCOT/EIA factor | 1.0158 | 3014012 | 2967.1 | 2.9671 | 2.8662 | 2.708
2026-02-27 | 17269.2 | 414.462 | 8.057 | calibrated, partial plant sample: EIA-923 net-MWh heat rate x Feb/25 ERCOT/EIA factor | 1.0158 | 3339482 | 3287.5 | 3.2875 | 2.7544 | 3.0004
2026-02-28 | 11378.7 | 273.088 | 8.057 | calibrated, partial plant sample: EIA-923 net-MWh heat rate x Feb/25 ERCOT/EIA factor | 1.0158 | 2200377 | 2166.1 | 2.1661 | 2.6651 | 1.977
2026-03-01 | 11628.5 | 279.085 | 8.952 | calibrated, partial plant sample: EIA-923 net-MWh heat rate x Mar/25 ERCOT/EIA factor | 1.0145 | 2498234 | 2462.5 | 2.4625 | 2.5472 | 2.0204
2026-03-02 | 17825.9 | 427.821 | 8.952 | calibrated, partial plant sample: EIA-923 net-MWh heat rate x Mar/25 ERCOT/EIA factor | 1.0145 | 3829647 | 3774.9 | 3.7749 | 2.6718 | 3.0972
2026-03-03 | 13156.2 | 315.749 | 8.952 | calibrated, partial plant sample: EIA-923 net-MWh heat rate x Mar/25 ERCOT/EIA factor | 1.0145 | 2826433 | 2786 | 2.786 | 2.8123 | 2.2858
2026-03-04 | 21698.7 | 520.769 | 8.952 | calibrated, partial plant sample: EIA-923 net-MWh heat rate x Mar/25 ERCOT/EIA factor | 1.0145 | 4661673 | 4595 | 4.595 | 3.1485 | 3.77
2026-03-05 | 14784 | 354.816 | 8.952 | calibrated, partial plant sample: EIA-923 net-MWh heat rate x Mar/25 ERCOT/EIA factor | 1.0145 | 3176142 | 3130.7 | 3.1307 | 3.1718 | 2.5686
2026-03-06 | 13046 | 313.105 | 8.952 | calibrated, partial plant sample: EIA-923 net-MWh heat rate x Mar/25 ERCOT/EIA factor | 1.0145 | 2802765 | 2762.7 | 2.7627 | 3.0968 | 2.2667
2026-03-07 | 15417.8 | 370.028 | 8.952 | calibrated, partial plant sample: EIA-923 net-MWh heat rate x Mar/25 ERCOT/EIA factor | 1.0145 | 3312312 | 3264.9 | 3.2649 | 3.2538 | 2.6788
2026-03-08 | 18497.7 | 443.944 | 8.952 | calibrated, partial plant sample: EIA-923 net-MWh heat rate x Mar/25 ERCOT/EIA factor | 1.0145 | 3973972 | 3917.1 | 3.9171 | 3.4616 | 3.2139
2026-03-09 | 15552.7 | 373.265 | 8.952 | calibrated, partial plant sample: EIA-923 net-MWh heat rate x Mar/25 ERCOT/EIA factor | 1.0145 | 3341288 | 3293.5 | 3.2935 | 3.3929 | 2.7022
2026-03-10 | 15090.2 | 362.166 | 8.952 | calibrated, partial plant sample: EIA-923 net-MWh heat rate x Mar/25 ERCOT/EIA factor | 1.0145 | 3241935 | 3195.6 | 3.1956 | 3.4514 | 2.6219
2026-03-11 | 14975.8 | 359.42 | 8.952 | calibrated, partial plant sample: EIA-923 net-MWh heat rate x Mar/25 ERCOT/EIA factor | 1.0145 | 3217354 | 3171.3 | 3.1713 | 3.248 | 2.602
2026-03-12 | 12840 | 308.159 | 8.952 | calibrated, partial plant sample: EIA-923 net-MWh heat rate x Mar/25 ERCOT/EIA factor | 1.0145 | 2758491 | 2719 | 2.719 | 3.1892 | 2.2309
2026-03-13 | 11462.5 | 275.101 | 8.952 | calibrated, partial plant sample: EIA-923 net-MWh heat rate x Mar/25 ERCOT/EIA factor | 1.0145 | 2462571 | 2427.3 | 2.4273 | 3.1413 | 1.9916
2026-03-14 | 9769.4 | 234.466 | 8.952 | calibrated, partial plant sample: EIA-923 net-MWh heat rate x Mar/25 ERCOT/EIA factor | 1.0145 | 2098826 | 2068.8 | 2.0688 | 2.9704 | 1.6974
2026-03-15 | 9260.4 | 222.249 | 8.952 | calibrated, partial plant sample: EIA-923 net-MWh heat rate x Mar/25 ERCOT/EIA factor | 1.0145 | 1989466 | 1961 | 1.961 | 2.6909 | 1.6089
2026-03-16 | 17538.5 | 420.923 | 8.952 | calibrated, partial plant sample: EIA-923 net-MWh heat rate x Mar/25 ERCOT/EIA factor | 1.0145 | 3767899 | 3714 | 3.714 | 2.751 | 3.0472
2026-03-17 | 13171.1 | 316.106 | 8.952 | calibrated, partial plant sample: EIA-923 net-MWh heat rate x Mar/25 ERCOT/EIA factor | 1.0145 | 2829628 | 2789.2 | 2.7892 | 2.693 | 2.2884
2026-03-18 | 10972.8 | 263.348 | 8.952 | calibrated, partial plant sample: EIA-923 net-MWh heat rate x Mar/25 ERCOT/EIA factor | 1.0145 | 2357364 | 2323.6 | 2.3236 | 2.5719 | 1.9065
2026-03-19 | 12513.5 | 300.325 | 8.952 | calibrated, partial plant sample: EIA-923 net-MWh heat rate x Mar/25 ERCOT/EIA factor | 1.0145 | 2688364 | 2649.9 | 2.6499 | 2.562 | 2.1742
2026-03-20 | 13497.1 | 323.93 | 8.952 | calibrated, partial plant sample: EIA-923 net-MWh heat rate x Mar/25 ERCOT/EIA factor | 1.0145 | 2899665 | 2858.2 | 2.8582 | 2.6235 | 2.3451
2026-03-21 | 13502.5 | 324.061 | 8.952 | calibrated, partial plant sample: EIA-923 net-MWh heat rate x Mar/25 ERCOT/EIA factor | 1.0145 | 2900838 | 2859.3 | 2.8593 | 2.7365 | 2.346
2026-03-22 | 11185.6 | 268.454 | 8.952 | calibrated, partial plant sample: EIA-923 net-MWh heat rate x Mar/25 ERCOT/EIA factor | 1.0145 | 2403071 | 2368.7 | 2.3687 | 2.7947 | 1.9434
2026-03-23 | 17504.2 | 420.102 | 8.952 | calibrated, partial plant sample: EIA-923 net-MWh heat rate x Mar/25 ERCOT/EIA factor | 1.0145 | 3760550 | 3706.8 | 3.7068 | 2.7937 | 3.0413
2026-03-24 | 19280.2 | 462.724 | 8.952 | calibrated, partial plant sample: EIA-923 net-MWh heat rate x Mar/25 ERCOT/EIA factor | 1.0145 | 4142082 | 4082.8 | 4.0828 | 2.9785 | 3.3498
2026-03-25 | 13935.8 | 334.459 | 8.952 | calibrated, partial plant sample: EIA-923 net-MWh heat rate x Mar/25 ERCOT/EIA factor | 1.0145 | 2993916 | 2951.1 | 2.9511 | 3.0681 | 2.4213
2026-03-26 | 12701.7 | 304.841 | 8.952 | calibrated, partial plant sample: EIA-923 net-MWh heat rate x Mar/25 ERCOT/EIA factor | 1.0145 | 2728789 | 2689.8 | 2.6898 | 3.0738 | 2.2069
2026-03-27 | 13469.1 | 323.258 | 8.952 | calibrated, partial plant sample: EIA-923 net-MWh heat rate x Mar/25 ERCOT/EIA factor | 1.0145 | 2893650 | 2852.3 | 2.8523 | 3.073 | 2.3402
2026-03-28 | 18070.8 | 433.698 | 8.952 | calibrated, partial plant sample: EIA-923 net-MWh heat rate x Mar/25 ERCOT/EIA factor | 1.0145 | 3882255 | 3826.7 | 3.8267 | 3.2112 | 3.1397
2026-03-29 | 11013 | 264.312 | 8.952 | calibrated, partial plant sample: EIA-923 net-MWh heat rate x Mar/25 ERCOT/EIA factor | 1.0145 | 2365993 | 2332.2 | 2.3322 | 3.2059 | 1.9135
2026-03-30 | 12239 | 293.736 | 8.952 | calibrated, partial plant sample: EIA-923 net-MWh heat rate x Mar/25 ERCOT/EIA factor | 1.0145 | 2629383 | 2591.8 | 2.5918 | 3.0467 | 2.1265
2026-03-31 | 13822.9 | 331.749 | 8.952 | calibrated, partial plant sample: EIA-923 net-MWh heat rate x Mar/25 ERCOT/EIA factor | 1.0145 | 2969657 | 2927.2 | 2.9272 | 2.8816 | 2.4017
2026-04-01 | 15840 | 380.159 | 8.62 | calibrated, partial plant sample: EIA-923 net-MWh heat rate x Apr/25 ERCOT/EIA factor | 1.0147 | 3276894 | 3229.4 | 3.2294 | 2.9213 | 2.7521
2026-04-02 | 16779.5 | 402.707 | 8.62 | calibrated, partial plant sample: EIA-923 net-MWh heat rate x Apr/25 ERCOT/EIA factor | 1.0147 | 3471253 | 3420.9 | 3.4209 | 3.0258 | 2.9153
2026-04-03 | 15976.8 | 383.444 | 8.62 | calibrated, partial plant sample: EIA-923 net-MWh heat rate x Apr/25 ERCOT/EIA factor | 1.0147 | 3305210 | 3257.3 | 3.2573 | 3.0836 | 2.7759
2026-04-04 | 16181.5 | 388.355 | 8.62 | calibrated, partial plant sample: EIA-923 net-MWh heat rate x Apr/25 ERCOT/EIA factor | 1.0147 | 3347542 | 3299 | 3.299 | 3.0082 | 2.8115
2026-04-05 | 15434.6 | 370.43 | 8.62 | calibrated, partial plant sample: EIA-923 net-MWh heat rate x Apr/25 ERCOT/EIA factor | 1.0147 | 3193032 | 3146.7 | 3.1467 | 3.1246 | 2.6817
2026-04-06 | 16333.9 | 392.013 | 8.62 | calibrated, partial plant sample: EIA-923 net-MWh heat rate x Apr/25 ERCOT/EIA factor | 1.0147 | 3379073 | 3330.1 | 3.3301 | 3.2301 | 2.8379
2026-04-07 | 14638.8 | 351.331 | 8.62 | calibrated, partial plant sample: EIA-923 net-MWh heat rate x Apr/25 ERCOT/EIA factor | 1.0147 | 3028402 | 2984.5 | 2.9845 | 3.2383 | 2.5434
2026-04-08 | 15248.4 | 365.962 | 8.62 | calibrated, partial plant sample: EIA-923 net-MWh heat rate x Apr/25 ERCOT/EIA factor | 1.0147 | 3154518 | 3108.8 | 3.1088 | 3.221 | 2.6493
2026-04-09 | 14407.3 | 345.775 | 8.62 | calibrated, partial plant sample: EIA-923 net-MWh heat rate x Apr/25 ERCOT/EIA factor | 1.0147 | 2980511 | 2937.3 | 2.9373 | 3.1519 | 2.5032
2026-04-10 | 17182.8 | 412.388 | 8.62 | calibrated, partial plant sample: EIA-923 net-MWh heat rate x Apr/25 ERCOT/EIA factor | 1.0147 | 3554701 | 3503.2 | 3.5032 | 3.1871 | 2.9854
2026-04-11 | 17026.8 | 408.644 | 8.62 | calibrated, partial plant sample: EIA-923 net-MWh heat rate x Apr/25 ERCOT/EIA factor | 1.0147 | 3522429 | 3471.3 | 3.4713 | 3.2117 | 2.9583
2026-04-12 | 16787.9 | 402.909 | 8.62 | calibrated, partial plant sample: EIA-923 net-MWh heat rate x Apr/25 ERCOT/EIA factor | 1.0147 | 3472994 | 3422.6 | 3.4226 | 3.2511 | 2.9168
2026-04-13 | 17303.6 | 415.287 | 8.62 | calibrated, partial plant sample: EIA-923 net-MWh heat rate x Apr/25 ERCOT/EIA factor | 1.0147 | 3579690 | 3527.8 | 3.5278 | 3.2793 | 3.0064
2026-04-14 | 17955.8 | 430.94 | 8.62 | calibrated, partial plant sample: EIA-923 net-MWh heat rate x Apr/25 ERCOT/EIA factor | 1.0147 | 3714616 | 3660.7 | 3.6607 | 3.376 | 3.1197
2026-04-15 | 19792.5 | 475.021 | 8.62 | calibrated, partial plant sample: EIA-923 net-MWh heat rate x Apr/25 ERCOT/EIA factor | 1.0147 | 4094585 | 4035.2 | 4.0352 | 3.5083 | 3.4389
2026-04-16 | 18580.8 | 445.938 | 8.62 | calibrated, partial plant sample: EIA-923 net-MWh heat rate x Apr/25 ERCOT/EIA factor | 1.0147 | 3843895 | 3788.2 | 3.7882 | 3.6299 | 3.2283
2026-04-17 | 14726.5 | 353.435 | 8.62 | calibrated, partial plant sample: EIA-923 net-MWh heat rate x Apr/25 ERCOT/EIA factor | 1.0147 | 3046538 | 3002.4 | 3.0024 | 3.5583 | 2.5587
2026-04-18 | 14209.8 | 341.036 | 8.62 | calibrated, partial plant sample: EIA-923 net-MWh heat rate x Apr/25 ERCOT/EIA factor | 1.0147 | 2939661 | 2897 | 2.897 | 3.4763 | 2.4689
2026-04-19 | 13837.4 | 332.097 | 8.62 | calibrated, partial plant sample: EIA-923 net-MWh heat rate x Apr/25 ERCOT/EIA factor | 1.0147 | 2862609 | 2821.1 | 2.8211 | 3.3903 | 2.4042
2026-04-20 | 20069 | 481.655 | 8.62 | calibrated, partial plant sample: EIA-923 net-MWh heat rate x Apr/25 ERCOT/EIA factor | 1.0147 | 4151769 | 4091.6 | 4.0916 | 3.4709 | 3.4869
2026-04-21 | 21713.8 | 521.13 | 8.62 | calibrated, partial plant sample: EIA-923 net-MWh heat rate x Apr/25 ERCOT/EIA factor | 1.0147 | 4492035 | 4426.9 | 4.4269 | 3.5803 | 3.7727
2026-04-22 | 17728.2 | 425.476 | 8.62 | calibrated, partial plant sample: EIA-923 net-MWh heat rate x Apr/25 ERCOT/EIA factor | 1.0147 | 3667517 | 3614.3 | 3.6143 | 3.5202 | 3.0802
2026-04-23 | 17292.7 | 415.024 | 8.62 | calibrated, partial plant sample: EIA-923 net-MWh heat rate x Apr/25 ERCOT/EIA factor | 1.0147 | 3577423 | 3525.5 | 3.5255 | 3.4827 | 3.0045
2026-04-24 | 23690.6 | 568.574 | 8.62 | calibrated, partial plant sample: EIA-923 net-MWh heat rate x Apr/25 ERCOT/EIA factor | 1.0147 | 4900993 | 4829.9 | 4.8299 | 3.7438 | 4.1161
2026-04-25 | 24001.4 | 576.034 | 8.62 | calibrated, partial plant sample: EIA-923 net-MWh heat rate x Apr/25 ERCOT/EIA factor | 1.0147 | 4965297 | 4893.3 | 4.8933 | 4.0289 | 4.1701
2026-04-26 | 22122.5 | 530.939 | 8.62 | calibrated, partial plant sample: EIA-923 net-MWh heat rate x Apr/25 ERCOT/EIA factor | 1.0147 | 4576587 | 4510.2 | 4.5102 | 4.2702 | 3.8437
2026-04-27 | 24810.6 | 595.455 | 8.62 | calibrated, partial plant sample: EIA-923 net-MWh heat rate x Apr/25 ERCOT/EIA factor | 1.0147 | 5132702 | 5058.3 | 5.0583 | 4.4084 | 4.3107
2026-04-28 | 26243.6 | 629.847 | 8.62 | calibrated, partial plant sample: EIA-923 net-MWh heat rate x Apr/25 ERCOT/EIA factor | 1.0147 | 5429154 | 5350.4 | 5.3504 | 4.5403 | 4.5597
2026-04-29 | 25051.8 | 601.243 | 8.62 | calibrated, partial plant sample: EIA-923 net-MWh heat rate x Apr/25 ERCOT/EIA factor | 1.0147 | 5182593 | 5107.4 | 5.1074 | 4.7536 | 4.3526
2026-04-30 | 27351 | 656.425 | 8.62 | calibrated, partial plant sample: EIA-923 net-MWh heat rate x Apr/25 ERCOT/EIA factor | 1.0147 | 5658251 | 5576.2 | 5.5762 | 5.0465 | 4.7521
2026-05-01 | 21990.3 | 527.768 | 8.294 | calibrated, partial plant sample: EIA-923 net-MWh heat rate x May/25 ERCOT/EIA factor | 1.0146 | 4377072 | 4314.2 | 4.3142 | 4.9729 | 3.8207
2026-05-02 | 16225.8 | 389.42 | 8.294 | calibrated, partial plant sample: EIA-923 net-MWh heat rate x May/25 ERCOT/EIA factor | 1.0146 | 3229676 | 3183.3 | 3.1833 | 4.7286 | 2.8192
2026-05-03 | 11798.4 | 283.162 | 8.294 | calibrated, partial plant sample: EIA-923 net-MWh heat rate x May/25 ERCOT/EIA factor | 1.0146 | 2348419 | 2314.7 | 2.3147 | 4.4149 | 2.0499
2026-05-04 | 10796.1 | 259.106 | 8.294 | calibrated, partial plant sample: EIA-923 net-MWh heat rate x May/25 ERCOT/EIA factor | 1.0146 | 2148910 | 2118 | 2.118 | 3.9949 | 1.8758
2026-05-05 | 19364.2 | 464.741 | 8.294 | calibrated, partial plant sample: EIA-923 net-MWh heat rate x May/25 ERCOT/EIA factor | 1.0146 | 3854355 | 3799 | 3.799 | 3.7733 | 3.3644
2026-05-06 | 26784.3 | 642.823 | 8.294 | calibrated, partial plant sample: EIA-923 net-MWh heat rate x May/25 ERCOT/EIA factor | 1.0146 | 5331287 | 5254.7 | 5.2547 | 3.7943 | 4.6536
2026-05-07 | 23863.3 | 572.72 | 8.294 | calibrated, partial plant sample: EIA-923 net-MWh heat rate x May/25 ERCOT/EIA factor | 1.0146 | 4749884 | 4681.6 | 4.6816 | 3.6665 | 4.1461
2026-05-08 | 25679 | 616.295 | 8.294 | calibrated, partial plant sample: EIA-923 net-MWh heat rate x May/25 ERCOT/EIA factor | 1.0146 | 5111276 | 5037.8 | 5.0378 | 3.7699 | 4.4616
2026-05-09 | 24124 | 578.975 | 8.294 | calibrated, partial plant sample: EIA-923 net-MWh heat rate x May/25 ERCOT/EIA factor | 1.0146 | 4801760 | 4732.8 | 4.7328 | 3.9912 | 4.1914
2026-05-10 | 20058.3 | 481.399 | 8.294 | calibrated, partial plant sample: EIA-923 net-MWh heat rate x May/25 ERCOT/EIA factor | 1.0146 | 3992509 | 3935.1 | 3.9351 | 4.2227 | 3.485
2026-05-11 | 24869.8 | 596.875 | 8.294 | calibrated, partial plant sample: EIA-923 net-MWh heat rate x May/25 ERCOT/EIA factor | 1.0146 | 4950215 | 4879.1 | 4.8791 | 4.6172 | 4.321
2026-05-12 | 21384.5 | 513.229 | 8.294 | calibrated, partial plant sample: EIA-923 net-MWh heat rate x May/25 ERCOT/EIA factor | 1.0146 | 4256492 | 4195.3 | 4.1953 | 4.6738 | 3.7155
2026-05-13 | 21470 | 515.281 | 8.294 | calibrated, partial plant sample: EIA-923 net-MWh heat rate x May/25 ERCOT/EIA factor | 1.0146 | 4273511 | 4212.1 | 4.2121 | 4.5249 | 3.7303
2026-05-14 | 18285.1 | 438.843 | 8.294 | calibrated, partial plant sample: EIA-923 net-MWh heat rate x May/25 ERCOT/EIA factor | 1.0146 | 3639568 | 3587.3 | 3.5873 | 4.3685 | 3.177
2026-05-15 | 17347.9 | 416.35 | 8.294 | calibrated, partial plant sample: EIA-923 net-MWh heat rate x May/25 ERCOT/EIA factor | 1.0146 | 3453021 | 3403.4 | 3.4034 | 4.135 | 3.0141
2026-05-16 | 15436.8 | 370.483 | 8.294 | calibrated, partial plant sample: EIA-923 net-MWh heat rate x May/25 ERCOT/EIA factor | 1.0146 | 3072621 | 3028.5 | 3.0285 | 3.8916 | 2.6821
2026-05-17 | 18322.7 | 439.745 | 8.294 | calibrated, partial plant sample: EIA-923 net-MWh heat rate x May/25 ERCOT/EIA factor | 1.0146 | 3647049 | 3594.7 | 3.5947 | 3.8429 | 3.1835
2026-05-18 | 21596.1 | 518.307 | 8.294 | calibrated, partial plant sample: EIA-923 net-MWh heat rate x May/25 ERCOT/EIA factor | 1.0146 | 4298607 | 4236.8 | 4.2368 | 3.7512 | 3.7522
2026-05-19 | 25725.1 | 617.403 | 8.294 | calibrated, partial plant sample: EIA-923 net-MWh heat rate x May/25 ERCOT/EIA factor | 1.0146 | 5120465 | 5046.9 | 5.0469 | 3.8728 | 4.4696
2026-05-20 | 27798.1 | 667.154 | 8.294 | calibrated, partial plant sample: EIA-923 net-MWh heat rate x May/25 ERCOT/EIA factor | 1.0146 | 5533078 | 5453.6 | 5.4536 | 4.0502 | 4.8298
2026-05-21 | 30920.6 | 742.094 | 8.294 | calibrated, partial plant sample: EIA-923 net-MWh heat rate x May/25 ERCOT/EIA factor | 1.0146 | 6154597 | 6066.2 | 6.0662 | 4.4043 | 5.3723
2026-05-22 | 27161 | 651.865 | 8.294 | calibrated, partial plant sample: EIA-923 net-MWh heat rate x May/25 ERCOT/EIA factor | 1.0146 | 5406278 | 5328.6 | 5.3286 | 4.6793 | 4.7191
2026-05-23 | 27153.3 | 651.679 | 8.294 | calibrated, partial plant sample: EIA-923 net-MWh heat rate x May/25 ERCOT/EIA factor | 1.0146 | 5404735 | 5327.1 | 5.3271 | 5.0077 | 4.7178
2026-05-24 | 26060 | 625.44 | 8.294 | calibrated, partial plant sample: EIA-923 net-MWh heat rate x May/25 ERCOT/EIA factor | 1.0146 | 5187120 | 5112.6 | 5.1126 | 5.2245 | 4.5278
2026-05-25 | 27555.6 | 661.335 | 8.294 | calibrated, partial plant sample: EIA-923 net-MWh heat rate x May/25 ERCOT/EIA factor | 1.0146 | 5484818 | 5406 | 5.406 | 5.3916 | 4.7877
2026-05-26 | 28256.1 | 678.147 | 8.294 | calibrated, partial plant sample: EIA-923 net-MWh heat rate x May/25 ERCOT/EIA factor | 1.0146 | 5624249 | 5543.4 | 5.5434 | 5.4625 | 4.9094
2026-05-27 | 30986.9 | 743.685 | 8.294 | calibrated, partial plant sample: EIA-923 net-MWh heat rate x May/25 ERCOT/EIA factor | 1.0146 | 6167792 | 6079.2 | 6.0792 | 5.5519 | 5.3838
2026-05-28 | 29626.8 | 711.044 | 8.294 | calibrated, partial plant sample: EIA-923 net-MWh heat rate x May/25 ERCOT/EIA factor | 1.0146 | 5897082 | 5812.4 | 5.8124 | 5.5156 | 5.1475
2026-05-29 | 27795.4 | 667.089 | 8.294 | calibrated, partial plant sample: EIA-923 net-MWh heat rate x May/25 ERCOT/EIA factor | 1.0146 | 5532539 | 5453.1 | 5.4531 | 5.5334 | 4.8293
2026-05-30 | 21973.4 | 527.361 | 8.294 | calibrated, partial plant sample: EIA-923 net-MWh heat rate x May/25 ERCOT/EIA factor | 1.0146 | 4373697 | 4310.9 | 4.3109 | 5.3882 | 3.8178
2026-05-31 | 23306.4 | 559.354 | 8.294 | calibrated, partial plant sample: EIA-923 net-MWh heat rate x May/25 ERCOT/EIA factor | 1.0146 | 4639033 | 4572.4 | 4.5724 | 5.311 | 4.0494
2026-06-01 | 29165.7 | 699.977 | 8.257 | calibrated, partial plant sample: EIA-923 net-MWh heat rate x Jun/25 ERCOT/EIA factor | 1.0146 | 5779529 | 5696.3 | 5.6963 | 5.3525 | 5.0674
2026-06-02 | 30351 | 728.424 | 8.257 | calibrated, partial plant sample: EIA-923 net-MWh heat rate x Jun/25 ERCOT/EIA factor | 1.0146 | 6014408 | 5927.8 | 5.9278 | 5.4074 | 5.2733
2026-06-03 | 30870.4 | 740.889 | 8.257 | calibrated, partial plant sample: EIA-923 net-MWh heat rate x Jun/25 ERCOT/EIA factor | 1.0146 | 6117328 | 6029.2 | 6.0292 | 5.4003 | 5.3636
2026-06-04 | 30197.1 | 724.731 | 8.257 | calibrated, partial plant sample: EIA-923 net-MWh heat rate x Jun/25 ERCOT/EIA factor | 1.0146 | 5983916 | 5897.7 | 5.8977 | 5.4125 | 5.2466
2026-06-05 | 30200.1 | 724.803 | 8.257 | calibrated, partial plant sample: EIA-923 net-MWh heat rate x Jun/25 ERCOT/EIA factor | 1.0146 | 5984510 | 5898.3 | 5.8983 | 5.4761 | 5.2471
2026-06-06 | 30610.7 | 734.656 | 8.257 | calibrated, partial plant sample: EIA-923 net-MWh heat rate x Jun/25 ERCOT/EIA factor | 1.0146 | 6065864 | 5978.5 | 5.9785 | 5.7143 | 5.3185
2026-06-07 | 22375.9 | 537.022 | 8.257 | calibrated, partial plant sample: EIA-923 net-MWh heat rate x Jun/25 ERCOT/EIA factor | 1.0146 | 4434051 | 4370.2 | 4.3702 | 5.6854 | 3.8877
2026-06-08 | 22276.7 | 534.64 | 8.257 | calibrated, partial plant sample: EIA-923 net-MWh heat rate x Jun/25 ERCOT/EIA factor | 1.0146 | 4414384 | 4350.8 | 4.3508 | 5.4932 | 3.8705
2026-06-09 | 23467.8 | 563.228 | 8.257 | calibrated, partial plant sample: EIA-923 net-MWh heat rate x Jun/25 ERCOT/EIA factor | 1.0146 | 4650428 | 4583.4 | 4.5834 | 5.3012 | 4.0774
2026-06-10 | 23502.7 | 564.064 | 8.257 | calibrated, partial plant sample: EIA-923 net-MWh heat rate x Jun/25 ERCOT/EIA factor | 1.0146 | 4657330 | 4590.2 | 4.5902 | 5.0956 | 4.0835
2026-06-11 | 24781.3 | 594.752 | 8.257 | calibrated, partial plant sample: EIA-923 net-MWh heat rate x Jun/25 ERCOT/EIA factor | 1.0146 | 4910713 | 4840 | 4.84 | 4.9445 | 4.3056
2026-06-12 | 30061.5 | 721.475 | 8.257 | calibrated, partial plant sample: EIA-923 net-MWh heat rate x Jun/25 ERCOT/EIA factor | 1.0146 | 5957032 | 5871.2 | 5.8712 | 4.9406 | 5.223
2026-06-13 | 25404.9 | 609.718 | 8.257 | calibrated, partial plant sample: EIA-923 net-MWh heat rate x Jun/25 ERCOT/EIA factor | 1.0146 | 5034283 | 4961.8 | 4.9618 | 4.7954 | 4.414
2026-06-14 | 29166.5 | 699.996 | 8.257 | calibrated, partial plant sample: EIA-923 net-MWh heat rate x Jun/25 ERCOT/EIA factor | 1.0146 | 5779686 | 5696.4 | 5.6964 | 4.9848 | 5.0675
2026-06-15 | 34085.8 | 818.06 | 8.257 | calibrated, partial plant sample: EIA-923 net-MWh heat rate x Jun/25 ERCOT/EIA factor | 1.0146 | 6754509 | 6657.2 | 6.6572 | 5.3143 | 5.9222
2026-06-16 | 31598 | 758.353 | 8.257 | calibrated, partial plant sample: EIA-923 net-MWh heat rate x Jun/25 ERCOT/EIA factor | 1.0146 | 6261524 | 6171.3 | 6.1713 | 5.5412 | 5.49
2026-06-17 | 24274.5 | 582.589 | 8.257 | calibrated, partial plant sample: EIA-923 net-MWh heat rate x Jun/25 ERCOT/EIA factor | 1.0146 | 4810286 | 4741 | 4.741 | 5.5627 | 4.2176
2026-06-18 | 28029.9 | 672.717 | 8.257 | calibrated, partial plant sample: EIA-923 net-MWh heat rate x Jun/25 ERCOT/EIA factor | 1.0146 | 5554450 | 5474.4 | 5.4744 | 5.6533 | 4.8701
2026-06-19 | 33687.2 | 808.492 | 8.257 | calibrated, partial plant sample: EIA-923 net-MWh heat rate x Jun/25 ERCOT/EIA factor | 1.0146 | 6675509 | 6579.4 | 6.5794 | 5.7545 | 5.853
2026-06-20 | 29380.2 | 705.125 | 8.257 | calibrated, partial plant sample: EIA-923 net-MWh heat rate x Jun/25 ERCOT/EIA factor | 1.0146 | 5822034 | 5738.2 | 5.7382 | 5.8654 | 5.1047
2026-06-21 | 21303.7 | 511.288 | 8.257 | calibrated, partial plant sample: EIA-923 net-MWh heat rate x Jun/25 ERCOT/EIA factor | 1.0146 | 4221572 | 4160.8 | 4.1608 | 5.646 | 3.7014
2026-06-22 | 27412.8 | 657.907 | 8.257 | calibrated, partial plant sample: EIA-923 net-MWh heat rate x Jun/25 ERCOT/EIA factor | 1.0146 | 5432168 | 5353.9 | 5.3539 | 5.4599 | 4.7628
2026-06-23 | 28309 | 679.416 | 8.257 | calibrated, partial plant sample: EIA-923 net-MWh heat rate x Jun/25 ERCOT/EIA factor | 1.0146 | 5609762 | 5529 | 5.529 | 5.3681 | 4.9186
2026-06-24 | 27164.5 | 651.947 | 8.257 | calibrated, partial plant sample: EIA-923 net-MWh heat rate x Jun/25 ERCOT/EIA factor | 1.0146 | 5382957 | 5305.4 | 5.3054 | 5.4487 | 4.7197
2026-06-25 | 23729.5 | 569.507 | 8.257 | calibrated, partial plant sample: EIA-923 net-MWh heat rate x Jun/25 ERCOT/EIA factor | 1.0146 | 4702272 | 4634.5 | 4.6345 | 5.3287 | 4.1229
2026-06-26 | 23442.6 | 562.622 | 8.257 | calibrated, partial plant sample: EIA-923 net-MWh heat rate x Jun/25 ERCOT/EIA factor | 1.0146 | 4645424 | 4578.5 | 4.5785 | 5.0429 | 4.073
2026-06-27 | 20969.5 | 503.267 | 8.257 | calibrated, partial plant sample: EIA-923 net-MWh heat rate x Jun/25 ERCOT/EIA factor | 1.0146 | 4155345 | 4095.5 | 4.0955 | 4.8082 | 3.6433
2026-06-28 | 19303.2 | 463.276 | 8.257 | calibrated, partial plant sample: EIA-923 net-MWh heat rate x Jun/25 ERCOT/EIA factor | 1.0146 | 3825150 | 3770.1 | 3.7701 | 4.7524 | 3.3538
2026-06-29 | 21564.3 | 517.544 | 8.257 | calibrated, partial plant sample: EIA-923 net-MWh heat rate x Jun/25 ERCOT/EIA factor | 1.0146 | 4273227 | 4211.7 | 4.2117 | 4.5892 | 3.7467
2026-06-30 | 22520.4 | 540.489 | 8.257 | calibrated, partial plant sample: EIA-923 net-MWh heat rate x Jun/25 ERCOT/EIA factor | 1.0146 | 4462678 | 4398.4 | 4.3984 | 4.4277 | 3.9128
2026-07-01 | 25295.7 | 607.097 | 8.212 | calibrated, partial plant sample: EIA-923 net-MWh heat rate x Jul/25 ERCOT/EIA factor | 1.0161 | 4985568 | 4906.8 | 4.9068 | 4.3708 | 4.395
2026-07-02 | 26960 | 647.04 | 8.212 | calibrated, partial plant sample: EIA-923 net-MWh heat rate x Jul/25 ERCOT/EIA factor | 1.0161 | 5313586 | 5229.6 | 5.2296 | 4.4558 | 4.6842
2026-07-03 | 26175.5 | 628.212 | 8.212 | calibrated, partial plant sample: EIA-923 net-MWh heat rate x Jul/25 ERCOT/EIA factor | 1.0161 | 5158968 | 5077.4 | 5.0774 | 4.5271 | 4.5479
2026-07-04 | 27247.3 | 653.936 | 8.212 | calibrated, partial plant sample: EIA-923 net-MWh heat rate x Jul/25 ERCOT/EIA factor | 1.0161 | 5370217 | 5285.4 | 5.2854 | 4.697 | 4.7341
2026-07-05 | 30008 | 720.192 | 8.212 | calibrated, partial plant sample: EIA-923 net-MWh heat rate x Jul/25 ERCOT/EIA factor | 1.0161 | 5914321 | 5820.9 | 5.8209 | 4.99 | 5.2137
2026-07-06 | 33452.6 | 802.863 | 8.212 | calibrated, partial plant sample: EIA-923 net-MWh heat rate x Jul/25 ERCOT/EIA factor | 1.0161 | 6593227 | 6489 | 6.489 | 5.3154 | 5.8122
2026-07-07 | 33142.7 | 795.424 | 8.212 | calibrated, partial plant sample: EIA-923 net-MWh heat rate x Jul/25 ERCOT/EIA factor | 1.0161 | 6532137 | 6428.9 | 6.4289 | 5.6054 | 5.7584
2026-07-08 | 27671.5 | 664.115 | 8.212 | calibrated, partial plant sample: EIA-923 net-MWh heat rate x Jul/25 ERCOT/EIA factor | 1.0161 | 5453808 | 5367.6 | 5.3676 | 5.6713 | 4.8078
2026-07-09 | 25003.3 | 600.079 | 8.212 | calibrated, partial plant sample: EIA-923 net-MWh heat rate x Jul/25 ERCOT/EIA factor | 1.0161 | 4927935 | 4850.1 | 4.8501 | 5.617 | 4.3442
2026-07-10 | 24572.1 | 589.73 | 8.212 | calibrated, partial plant sample: EIA-923 net-MWh heat rate x Jul/25 ERCOT/EIA factor | 1.0161 | 4842948 | 4766.4 | 4.7664 | 5.5726 | 4.2693
2026-07-11 | 29465.3 | 707.168 | 8.212 | calibrated, partial plant sample: EIA-923 net-MWh heat rate x Jul/25 ERCOT/EIA factor | 1.0161 | 5807366 | 5715.6 | 5.7156 | 5.6341 | 5.1195
2026-07-12 | 31181.3 | 748.351 | 8.212 | calibrated, partial plant sample: EIA-923 net-MWh heat rate x Jul/25 ERCOT/EIA factor | 1.0161 | 6145567 | 6048.4 | 6.0484 | 5.6666 | 5.4176
2026-07-13 | 33305.3 | 799.327 | 8.212 | calibrated, partial plant sample: EIA-923 net-MWh heat rate x Jul/25 ERCOT/EIA factor | 1.0161 | 6564189 | 6460.5 | 6.4605 | 5.6625 | 5.7866
2026-07-14 | 30500.3 | 732.007 | 8.212 | calibrated, partial plant sample: EIA-923 net-MWh heat rate x Jul/25 ERCOT/EIA factor | 1.0161 | 6011347 | 5916.4 | 5.9164 | 5.5893 | 5.2993
2026-07-15 | 29133.9 | 699.213 | 8.212 | calibrated, partial plant sample: EIA-923 net-MWh heat rate x Jul/25 ERCOT/EIA factor | 1.0161 | 5742038 | 5651.3 | 5.6513 | 5.6298 | 5.0619
2026-07-16 | 28013.5 | 672.323 | 8.212 | calibrated, partial plant sample: EIA-923 net-MWh heat rate x Jul/25 ERCOT/EIA factor | 1.0161 | 5521214 | 5434 | 5.434 | 5.7132 | 4.8672
2026-07-17 | 26111.1 | 626.667 | 8.212 | calibrated, partial plant sample: EIA-923 net-MWh heat rate x Jul/25 ERCOT/EIA factor | 1.0161 | 5146280 | 5065 | 5.065 | 5.7559 | 4.5367
2026-07-18 | 26135.6 | 627.255 | 8.212 | calibrated, partial plant sample: EIA-923 net-MWh heat rate x Jul/25 ERCOT/EIA factor | 1.0161 | 5151109 | 5069.7 | 5.0697 | 5.6636 | 4.5409
2026-07-19 | 30375.6 | 729.015 | 8.212 | calibrated, partial plant sample: EIA-923 net-MWh heat rate x Jul/25 ERCOT/EIA factor | 1.0161 | 5986777 | 5892.2 | 5.8922 | 5.6413 | 5.2776
2026-07-20 | 30979 | 743.495 | 8.212 | calibrated, partial plant sample: EIA-923 net-MWh heat rate x Jul/25 ERCOT/EIA factor | 1.0161 | 6105688 | 6009.2 | 6.0092 | 5.5768 | 5.3824
2026-07-21 | 34730.5 | 833.531 | 8.212 | calibrated, partial plant sample: EIA-923 net-MWh heat rate x Jul/25 ERCOT/EIA factor | 1.0161 | 6845077 | 6736.9 | 6.7369 | 5.694 | 6.0342
2026-07-22 | 39756.5 | 954.157 | 8.212 | calibrated, partial plant sample: EIA-923 net-MWh heat rate x Jul/25 ERCOT/EIA factor | 1.0161 | 7835675 | 7711.8 | 7.7118 | 5.9884 | 6.9075
2026-07-23 | 36911.3 | 885.871 | 8.212 | calibrated, partial plant sample: EIA-923 net-MWh heat rate x Jul/25 ERCOT/EIA factor | 1.0161 | 7274901 | 7159.9 | 7.1599 | 6.235 | 6.4132
2026-07-24 | 29887.7 | 717.305 | 8.212 | calibrated, partial plant sample: EIA-923 net-MWh heat rate x Jul/25 ERCOT/EIA factor | 1.0161 | 5890612 | 5797.5 | 5.7975 | 6.3396 | 5.1928
2026-07-25 | 26942.2 | 646.614 | 8.212 | calibrated, partial plant sample: EIA-923 net-MWh heat rate x Jul/25 ERCOT/EIA factor | 1.0161 | 5310088 | 5226.2 | 5.2262 | 6.362 | 4.6811
2026-07-26 | 26628.4 | 639.082 | 8.212 | calibrated, partial plant sample: EIA-923 net-MWh heat rate x Jul/25 ERCOT/EIA factor | 1.0161 | 5248234 | 5165.3 | 5.1653 | 6.2581 | 4.6266
2026-07-27 | 27875.4 | 669.01 | 8.212 | calibrated, partial plant sample: EIA-923 net-MWh heat rate x Jul/25 ERCOT/EIA factor | 1.0161 | 5494007 | 5407.2 | 5.4072 | 6.1721 | 4.8432
2026-07-28 | 29817.6 | 715.622 | 8.212 | calibrated, partial plant sample: EIA-923 net-MWh heat rate x Jul/25 ERCOT/EIA factor | 1.0161 | 5876791 | 5783.9 | 5.7839 | 6.036 | 5.1807
2026-07-29 | 32873.9 | 788.973 | 8.212 | calibrated, partial plant sample: EIA-923 net-MWh heat rate x Jul/25 ERCOT/EIA factor | 1.0161 | 6479160 | 6376.8 | 6.3768 | 5.8453 | 5.7117
2026-07-30 | 32630.7 | 783.137 | 8.212 | calibrated, partial plant sample: EIA-923 net-MWh heat rate x Jul/25 ERCOT/EIA factor | 1.0161 | 6431234 | 6329.6 | 6.3296 | 5.7266 | 5.6694
2026-07-31 | 32598.6 | 782.366 | 8.212 | calibrated, partial plant sample: EIA-923 net-MWh heat rate x Jul/25 ERCOT/EIA factor | 1.0161 | 6424903 | 6323.4 | 6.3234 | 5.8018 | 5.6638
2026-08-01 | 35178.3 | 844.28 | 8.094 | calibrated, partial plant sample: EIA-923 net-MWh heat rate x Aug/25 ERCOT/EIA factor | 1.0155 | 6833842 | 6729.9 | 6.7299 | 6.0166 | 6.1121
2026-08-02 | 35690.5 | 856.572 | 8.094 | calibrated, partial plant sample: EIA-923 net-MWh heat rate x Aug/25 ERCOT/EIA factor | 1.0155 | 6933337 | 6827.8 | 6.8278 | 6.2541 | 6.2011
2026-08-03 | 31102.4 | 746.458 | 8.094 | calibrated, partial plant sample: EIA-923 net-MWh heat rate x Aug/25 ERCOT/EIA factor | 1.0155 | 6042043 | 5950.1 | 5.9501 | 6.3316 | 5.4039
2026-08-04 | 28400.2 | 681.606 | 8.094 | calibrated, partial plant sample: EIA-923 net-MWh heat rate x Aug/25 ERCOT/EIA factor | 1.0155 | 5517113 | 5433.2 | 5.4332 | 6.2815 | 4.9344
2026-08-05 | 28704.4 | 688.906 | 8.094 | calibrated, partial plant sample: EIA-923 net-MWh heat rate x Aug/25 ERCOT/EIA factor | 1.0155 | 5576201 | 5491.3 | 5.4913 | 6.155 | 4.9873
2026-08-06 | 30695.4 | 736.689 | 8.094 | calibrated, partial plant sample: EIA-923 net-MWh heat rate x Aug/25 ERCOT/EIA factor | 1.0155 | 5962970 | 5872.2 | 5.8722 | 6.0897 | 5.3332
2026-08-07 | 31795.7 | 763.097 | 8.094 | calibrated, partial plant sample: EIA-923 net-MWh heat rate x Aug/25 ERCOT/EIA factor | 1.0155 | 6176724 | 6082.7 | 6.0827 | 6.0553 | 5.5244
2026-08-08 | 32018.5 | 768.443 | 8.094 | calibrated, partial plant sample: EIA-923 net-MWh heat rate x Aug/25 ERCOT/EIA factor | 1.0155 | 6219996 | 6125.3 | 6.1253 | 5.969 | 5.5631
2026-08-09 | 31163.9 | 747.933 | 8.094 | calibrated, partial plant sample: EIA-923 net-MWh heat rate x Aug/25 ERCOT/EIA factor | 1.0155 | 6053982 | 5961.9 | 5.9619 | 5.8453 | 5.4146
2026-08-10 | 29751.4 | 714.033 | 8.094 | calibrated, partial plant sample: EIA-923 net-MWh heat rate x Aug/25 ERCOT/EIA factor | 1.0155 | 5779586 | 5691.6 | 5.6916 | 5.8083 | 5.1692
2026-08-11 | 27398.8 | 657.57 | 8.094 | calibrated, partial plant sample: EIA-923 net-MWh heat rate x Aug/25 ERCOT/EIA factor | 1.0155 | 5322559 | 5241.6 | 5.2416 | 5.781 | 4.7604
2026-08-12 | 26581.3 | 637.952 | 8.094 | calibrated, partial plant sample: EIA-923 net-MWh heat rate x Aug/25 ERCOT/EIA factor | 1.0155 | 5163765 | 5085.2 | 5.0852 | 5.7229 | 4.6184
2026-08-13 | 26193.7 | 628.648 | 8.094 | calibrated, partial plant sample: EIA-923 net-MWh heat rate x Aug/25 ERCOT/EIA factor | 1.0155 | 5088456 | 5011 | 5.011 | 5.5999 | 4.551
2026-08-14 | 26341.7 | 632.2 | 8.094 | calibrated, partial plant sample: EIA-923 net-MWh heat rate x Aug/25 ERCOT/EIA factor | 1.0155 | 5117207 | 5039.3 | 5.0393 | 5.4509 | 4.5767
2026-08-15 | 27405.1 | 657.723 | 8.094 | calibrated, partial plant sample: EIA-923 net-MWh heat rate x Aug/25 ERCOT/EIA factor | 1.0155 | 5323797 | 5242.8 | 5.2428 | 5.3248 | 4.7615
2026-08-16 | 32327.6 | 775.863 | 8.094 | calibrated, partial plant sample: EIA-923 net-MWh heat rate x Aug/25 ERCOT/EIA factor | 1.0155 | 6280056 | 6184.5 | 6.1845 | 5.3566 | 5.6168
2026-08-17 | 35941.7 | 862.6 | 8.094 | calibrated, partial plant sample: EIA-923 net-MWh heat rate x Aug/25 ERCOT/EIA factor | 1.0155 | 6982130 | 6875.9 | 6.8759 | 5.5258 | 6.2447
2026-08-18 | 34528.9 | 828.693 | 8.094 | calibrated, partial plant sample: EIA-923 net-MWh heat rate x Aug/25 ERCOT/EIA factor | 1.0155 | 6707677 | 6605.6 | 6.6056 | 5.7206 | 5.9992
2026-08-19 | 32853.3 | 788.479 | 8.094 | calibrated, partial plant sample: EIA-923 net-MWh heat rate x Aug/25 ERCOT/EIA factor | 1.0155 | 6382173 | 6285.1 | 6.2851 | 5.892 | 5.7081
2026-08-20 | 33903.8 | 813.69 | 8.094 | calibrated, partial plant sample: EIA-923 net-MWh heat rate x Aug/25 ERCOT/EIA factor | 1.0155 | 6586238 | 6486 | 6.486 | 6.1027 | 5.8906
2026-08-21 | 36469.8 | 875.275 | 8.094 | calibrated, partial plant sample: EIA-923 net-MWh heat rate x Aug/25 ERCOT/EIA factor | 1.0155 | 7084725 | 6976.9 | 6.9769 | 6.3795 | 6.3365
2026-08-22 | 36628.8 | 879.091 | 8.094 | calibrated, partial plant sample: EIA-923 net-MWh heat rate x Aug/25 ERCOT/EIA factor | 1.0155 | 7115613 | 7007.3 | 7.0073 | 6.6316 | 6.3641
2026-08-23 | 38428.5 | 922.283 | 8.094 | calibrated, partial plant sample: EIA-923 net-MWh heat rate x Aug/25 ERCOT/EIA factor | 1.0155 | 7465221 | 7351.6 | 7.3516 | 6.7983 | 6.6768
2026-08-24 | 34230.9 | 821.541 | 8.094 | calibrated, partial plant sample: EIA-923 net-MWh heat rate x Aug/25 ERCOT/EIA factor | 1.0155 | 6649787 | 6548.6 | 6.5486 | 6.7516 | 5.9474
2026-08-25 | 35055.9 | 841.342 | 8.094 | calibrated, partial plant sample: EIA-923 net-MWh heat rate x Aug/25 ERCOT/EIA factor | 1.0155 | 6810061 | 6706.4 | 6.7064 | 6.766 | 6.0908
2026-08-26 | 39873.1 | 956.954 | 8.094 | calibrated, partial plant sample: EIA-923 net-MWh heat rate x Aug/25 ERCOT/EIA factor | 1.0155 | 7745858 | 7628 | 7.628 | 6.9578 | 6.9278
2026-08-27 | 39727.8 | 953.468 | 8.094 | calibrated, partial plant sample: EIA-923 net-MWh heat rate x Aug/25 ERCOT/EIA factor | 1.0155 | 7717641 | 7600.2 | 7.6002 | 7.117 | 6.9025
2026-08-28 | 39199.2 | 940.782 | 8.094 | calibrated, partial plant sample: EIA-923 net-MWh heat rate x Aug/25 ERCOT/EIA factor | 1.0155 | 7614957 | 7499.1 | 7.4991 | 7.1916 | 6.8107
2026-08-29 | 31145.7 | 747.496 | 8.094 | calibrated, partial plant sample: EIA-923 net-MWh heat rate x Aug/25 ERCOT/EIA factor | 1.0155 | 6050445 | 5958.4 | 5.9584 | 7.0418 | 5.4114
2026-08-30 | 28701.8 | 688.843 | 8.094 | calibrated, partial plant sample: EIA-923 net-MWh heat rate x Aug/25 ERCOT/EIA factor | 1.0155 | 5575691 | 5490.8 | 5.4908 | 6.7759 | 4.9868
2026-08-31 | 31480.3 | 755.528 | 8.094 | calibrated, partial plant sample: EIA-923 net-MWh heat rate x Aug/25 ERCOT/EIA factor | 1.0155 | 6115459 | 6022.4 | 6.0224 | 6.7008 | 5.4696
2026-09-01 | 33635.3 | 807.247 | 8.459 | estimated: Sep/25 rate carried | 1.0157 | 6828700 | 6723.4 | 6.7234 | 6.7032 | 5.844
2026-09-02 | 34487.5 | 827.7 | 8.459 | estimated: Sep/25 rate carried | 1.0157 | 7001717 | 6893.7 | 6.8937 | 6.5983 | 5.992
2026-09-03 | 34555.8 | 829.339 | 8.459 | estimated: Sep/25 rate carried | 1.0157 | 7015582 | 6907.4 | 6.9074 | 6.4993 | 6.0039
2026-09-04 | 31203.6 | 748.887 | 8.459 | estimated: Sep/25 rate carried | 1.0157 | 6335019 | 6237.3 | 6.2373 | 6.3191 | 5.4215
2026-09-05 | 33642.8 | 807.427 | 8.459 | estimated: Sep/25 rate carried | 1.0157 | 6830223 | 6724.9 | 6.7249 | 6.4286 | 5.8453
2026-09-06 | 35301.4 | 847.234 | 8.459 | estimated: Sep/25 rate carried | 1.0157 | 7166960 | 7056.4 | 7.0564 | 6.6522 | 6.1335
2026-09-07 | 35100.1 | 842.402 | 8.459 | estimated: Sep/25 rate carried | 1.0157 | 7126085 | 7016.2 | 7.0162 | 6.7942 | 6.0985
2026-09-08 | 35407 | 849.767 | 8.459 | estimated: Sep/25 rate carried | 1.0157 | 7188387 | 7077.5 | 7.0775 | 6.8448 | 6.1518
2026-09-09 | 37088.9 | 890.134 | 8.459 | estimated: Sep/25 rate carried | 1.0157 | 7529862 | 7413.7 | 7.4137 | 6.9191 | 6.444
2026-09-10 | 35579.9 | 853.918 | 8.459 | estimated: Sep/25 rate carried | 1.0157 | 7223502 | 7112.1 | 7.1121 | 6.9483 | 6.1818
2026-09-11 | 33491.8 | 803.803 | 8.459 | estimated: Sep/25 rate carried | 1.0157 | 6799567 | 6694.7 | 6.6947 | 7.0137 | 5.819
2026-09-12 | 27800 | 667.199 | 8.459 | estimated: Sep/25 rate carried | 1.0157 | 5644000 | 5557 | 5.557 | 6.8468 | 4.8301
2026-09-13 | 28555.7 | 685.337 | 8.459 | estimated: Sep/25 rate carried | 1.0157 | 5797434 | 5708 | 5.708 | 6.6542 | 4.9614
2026-09-14 | 27921.2 | 670.109 | 8.459 | estimated: Sep/25 rate carried | 1.0157 | 5668616 | 5581.2 | 5.5812 | 6.4492 | 4.8512
2026-09-15 | 28210.6 | 677.055 | 8.459 | estimated: Sep/25 rate carried | 1.0157 | 5727374 | 5639.1 | 5.6391 | 6.2437 | 4.9015
2026-09-16 | 33579.7 | 805.913 | 8.459 | estimated: Sep/25 rate carried | 1.0157 | 6817416 | 6712.3 | 6.7123 | 6.1435 | 5.8343
2026-09-17 | 34530.4 | 828.73 | 8.459 | estimated: Sep/25 rate carried | 1.0157 | 7010430 | 6902.3 | 6.9023 | 6.1135 | 5.9995
2026-09-18 | 33543.3 | 805.04 | 8.459 | estimated: Sep/25 rate carried | 1.0157 | 6810031 | 6705 | 6.705 | 6.115 | 5.828
2026-09-19 | 31818.8 | 763.65 | 8.459 | estimated: Sep/25 rate carried | 1.0157 | 6459903 | 6360.3 | 6.3603 | 6.2297 | 5.5284
2026-09-20 | 35917.5 | 862.019 | 8.459 | estimated: Sep/25 rate carried | 1.0157 | 7292030 | 7179.6 | 7.1796 | 6.44 | 6.2405
2026-09-21 | 36781.5 | 882.757 | 8.459 | estimated: Sep/25 rate carried | 1.0157 | 7467458 | 7352.3 | 7.3523 | 6.693 | 6.3906
2026-09-22 | 36876.2 | 885.028 | 8.459 | estimated: Sep/25 rate carried | 1.0157 | 7486669 | 7371.2 | 7.3712 | 6.9404 | 6.4071
2026-09-23 | 36297.4 | 871.138 | 8.459 | estimated: Sep/25 rate carried | 1.0157 | 7369170 | 7255.5 | 7.2555 | 7.018 | 6.3065
2026-09-24 | 33350 | 800.401 | 8.459 | estimated: Sep/25 rate carried | 1.0157 | 6770788 | 6666.4 | 6.6664 | 6.9843 | 5.7944
2026-09-25 | 33121.2 | 794.91 | 8.459 | estimated: Sep/25 rate carried | 1.0157 | 6724339 | 6620.6 | 6.6206 | 6.9723 | 5.7547
2026-09-26 | 30642.5 | 735.42 | 8.459 | estimated: Sep/25 rate carried | 1.0157 | 6221098 | 6125.2 | 6.1252 | 6.9387 | 5.324
2026-09-27 | 34206.9 | 820.966 | 8.459 | estimated: Sep/25 rate carried | 1.0157 | 6944753 | 6837.7 | 6.8377 | 6.8898 | 5.9433
2026-09-28 | 35493.2 | 851.838 | 8.459 | estimated: Sep/25 rate carried | 1.0157 | 7205906 | 7094.8 | 7.0948 | 6.8531 | 6.1668
2026-09-29 | 28034.9 | 672.837 | 8.459 | estimated: Sep/25 rate carried | 1.0157 | 5691693 | 5603.9 | 5.6039 | 6.6006 | 4.8709
2026-09-30 | 27043.3 | 649.039 | 8.459 | estimated: Sep/25 rate carried | 1.0157 | 5490380 | 5405.7 | 5.4057 | 6.3363 | 4.6986
2026-10-01 | 32812 | 787.487 | 8.774 | estimated: Oct/25 rate carried | 1.0145 | 6909375 | 6810.4 | 6.8104 | 6.3569 | 5.7009

## Monthly
month | Heat_rate_used_MMBtu_per_MWh | Heat_rate_basis | MMBtu_per_Mcf_used | Gas_burn_Bcf_per_day | Gas_burn_Bcf_per_day_prior_year | Flat_7.5_Bcf_per_day | Gas_burn_Bcf_month | ERCOT_fuelmix_GWh | EIA923_GWh | Full_plant_census | ERCOT_vs_EIA923_GWh_ratio | Physical_HR_MMBtu_per_MWh | Effective_HR_MMBtu_per_MWh | MMBtu_per_Mcf | Elec_share_of_gas_MMBtu | Plants | Elec_MMBtu | Tot_MMBtu | Mcf | Netgen_MWh | ERCOT_days
2021-01-01 | 8.3716 | calibrated (EIA-923 burn / ERCOT MWh) | 1.0209 | 3.0747 |  | 2.7144 | 95.3151 | 11623.507 | 14225.3057 | TRUE | 0.8171 | 6.8404 | 8.3716 | 1.0209 | 0.7767 | 233 | 97307488 | 125283416 | 122718188 | 14225305.702 | 31
2021-02-01 | 8.1684 | calibrated (EIA-923 burn / ERCOT MWh) | 1.0282 | 3.7453 |  | 3.413 | 104.8678 | 13200.781 | 14588.1185 | TRUE | 0.9049 | 7.3915 | 8.1684 | 1.0282 | 0.8314 | 242 | 107828611 | 129695281 | 126134036 | 14588118.494 | 28
2021-03-01 | 8.8784 | calibrated (EIA-923 burn / ERCOT MWh) | 1.0246 | 2.2807 |  | 1.9054 | 70.7007 | 8159.386 | 10337.8718 | TRUE | 0.7893 | 7.0075 | 8.8784 | 1.0246 | 0.7577 | 231 | 72442349 | 95607278 | 93308620 | 10337871.756 | 31
2021-04-01 | 8.6716 | calibrated (EIA-923 burn / ERCOT MWh) | 1.0199 | 2.8738 |  | 2.4469 | 86.2155 | 10140.008 | 11954.1566 | TRUE | 0.8482 | 7.3556 | 8.6716 | 1.0199 | 0.786 | 239 | 87930250 | 111869888 | 109688439 | 11954156.6 | 30
2021-05-01 | 8.8357 | calibrated (EIA-923 burn / ERCOT MWh) | 1.021 | 3.1828 |  | 2.6625 | 98.6674 | 11401.091 | 14071.6901 | TRUE | 0.8102 | 7.1588 | 8.8357 | 1.021 | 0.7956 | 250 | 100736707 | 126618194 | 124017271 | 14071690.064 | 31
2021-06-01 | 8.5716 | calibrated (EIA-923 burn / ERCOT MWh) | 1.0206 | 4.903 |  | 4.2263 | 147.0915 | 17513.947 | 20265.2524 | TRUE | 0.8642 | 7.4078 | 8.5716 | 1.0206 | 0.8451 | 255 | 150121872 | 177645562 | 174059699 | 20265252.404 | 30
2021-07-01 | 8.5177 | calibrated (EIA-923 burn / ERCOT MWh) | 1.0211 | 5.4363 |  | 4.718 | 168.5263 | 20203.114 | 23084.8041 | TRUE | 0.8752 | 7.4544 | 8.5177 | 1.0211 | 0.8581 | 259 | 172084071 | 200540225 | 196394113 | 23084804.139 | 31
2021-08-01 | 8.4963 | calibrated (EIA-923 burn / ERCOT MWh) | 1.0195 | 5.5253 |  | 4.7996 | 171.2856 | 20552.681 | 23472.887 | TRUE | 0.8756 | 7.4393 | 8.4963 | 1.0195 | 0.8563 | 261 | 174620848 | 203915511 | 200021247 | 23472887.041 | 31
2021-09-01 | 8.4911 | calibrated (EIA-923 burn / ERCOT MWh) | 1.02 | 4.7705 |  | 4.1484 | 143.114 | 17190.894 | 19962.622 | TRUE | 0.8612 | 7.3122 | 8.4911 | 1.02 | 0.8438 | 264 | 145969813 | 172983464 | 169599327 | 19962622.035 | 30
2021-10-01 | 8.5654 | calibrated (EIA-923 burn / ERCOT MWh) | 1.0197 | 3.8142 |  | 3.2873 | 118.239 | 14076.603 | 16448.4153 | TRUE | 0.8558 | 7.3303 | 8.5654 | 1.0197 | 0.8227 | 268 | 120571909 | 146551626 | 143716319 | 16448415.322 | 31
2021-11-01 | 8.8368 | calibrated (EIA-923 burn / ERCOT MWh) | 1.0185 | 2.8431 |  | 2.3724 | 85.2944 | 9831.203 | 12520.6789 | TRUE | 0.7852 | 6.9386 | 8.8368 | 1.0185 | 0.763 | 263 | 86876385 | 113856964 | 111783581 | 12520678.927 | 30
2021-12-01 | 8.9614 | calibrated (EIA-923 burn / ERCOT MWh) | 1.0195 | 2.845 |  | 2.3431 | 88.195 | 10033.622 | 13084.6856 | TRUE | 0.7668 | 6.8718 | 8.9614 | 1.0195 | 0.7694 | 260 | 89915093 | 116864479 | 114628740 | 13084685.601 | 31
2022-01-01 | 8.3977 | calibrated (EIA-923 burn / ERCOT MWh) | 1.019 | 3.4725 | 3.0747 | 3.0503 | 107.6461 | 13061.708 | 15760.1992 | TRUE | 0.8288 | 6.9598 | 8.3977 | 1.019 | 0.7952 | 303 | 109688323 | 137930946 | 135362819 | 15760199.169 | 31
2022-02-01 | 8.2531 | calibrated (EIA-923 burn / ERCOT MWh) | 1.0199 | 3.452 | 3.7453 | 3.0882 | 96.655 | 11944.239 | 13928.5925 | TRUE | 0.8575 | 7.0773 | 8.2531 | 1.0199 | 0.7961 | 307 | 98576449 | 123825639 | 121411812 | 13928592.484 | 28
2022-03-01 | 8.8527 | calibrated (EIA-923 burn / ERCOT MWh) | 1.0177 | 2.3956 | 2.2807 | 1.9938 | 74.2641 | 8537.521 | 10868.8218 | TRUE | 0.7855 | 6.9539 | 8.8527 | 1.0177 | 0.7384 | 298 | 75580228 | 102350476 | 100567999 | 10868821.796 | 31
2022-04-01 | 9.151 | calibrated (EIA-923 burn / ERCOT MWh) | 1.0172 | 2.692 | 2.8738 | 2.1662 | 80.7602 | 8976.699 | 11271.7802 | TRUE | 0.7964 | 7.2878 | 9.151 | 1.0172 | 0.7679 | 301 | 82146036 | 106968024 | 105163376 | 11271780.237 | 30
2022-05-01 | 8.7068 | calibrated (EIA-923 burn / ERCOT MWh) | 1.0167 | 4.152 | 3.1828 | 3.51 | 128.7111 | 15030.328 | 17492.2662 | TRUE | 0.8593 | 7.4814 | 8.7068 | 1.0167 | 0.8307 | 306 | 130866116 | 157542750 | 154948456 | 17492266.206 | 31
2022-06-01 | 8.4229 | calibrated (EIA-923 burn / ERCOT MWh) | 1.0186 | 5.2185 | 4.903 | 4.5689 | 156.5561 | 18933.467 | 21537.171 | TRUE | 0.8791 | 7.4046 | 8.4229 | 1.0186 | 0.8475 | 312 | 159474291 | 188164835 | 184721638 | 21537170.953 | 30
2022-07-01 | 8.4208 | calibrated (EIA-923 burn / ERCOT MWh) | 1.0192 | 6.1146 | 5.4363 | 5.3574 | 189.553 | 22941.25 | 25572.2565 | TRUE | 0.8971 | 7.5544 | 8.4208 | 1.0192 | 0.8624 | 311 | 193183504 | 223998416 | 219788726 | 25572256.546 | 31
2022-08-01 | 8.2281 | calibrated (EIA-923 burn / ERCOT MWh) | 1.0205 | 6.0742 | 5.5253 | 5.4541 | 188.3001 | 23355.007 | 25901.674 | TRUE | 0.9017 | 7.4191 | 8.2281 | 1.0205 | 0.8615 | 312 | 192167812 | 223072822 | 218583164 | 25901674.03 | 31
2022-09-01 | 8.2101 | calibrated (EIA-923 burn / ERCOT MWh) | 1.0213 | 5.1428 | 4.7705 | 4.6313 | 154.2843 | 19192.207 | 21757.6853 | TRUE | 0.8821 | 7.242 | 8.2101 | 1.0213 | 0.8493 | 312 | 157569771 | 185525119 | 181656657 | 21757685.311 | 30
2022-10-01 | 8.4519 | calibrated (EIA-923 burn / ERCOT MWh) | 1.0186 | 3.7604 | 3.8142 | 3.2807 | 116.5721 | 14048.329 | 16487.3738 | TRUE | 0.8521 | 7.2016 | 8.4519 | 1.0186 | 0.827 | 312 | 118734711 | 143564142 | 140949450 | 16487373.839 | 31
2022-11-01 | 8.4877 | calibrated (EIA-923 burn / ERCOT MWh) | 1.0179 | 3.3531 | 2.8431 | 2.9112 | 100.593 | 12064.068 | 14317.4479 | TRUE | 0.8426 | 7.1519 | 8.4877 | 1.0179 | 0.8047 | 308 | 102396603 | 127255350 | 125013875 | 14317447.857 | 30
2022-12-01 | 8.1011 | calibrated (EIA-923 burn / ERCOT MWh) | 1.0203 | 3.7538 | 2.845 | 3.4228 | 116.368 | 14656.726 | 16736.5089 | TRUE | 0.8757 | 7.0944 | 8.1011 | 1.0203 | 0.8192 | 309 | 118735567 | 144936184 | 142046322 | 16736508.929 | 31
2023-01-01 | 8.715 | calibrated (EIA-923 burn / ERCOT MWh) | 1.0182 | 3.3236 | 3.4725 | 2.8111 | 103.0303 | 12037.592 | 14890.6586 | TRUE | 0.8084 | 7.0452 | 8.715 | 1.0182 | 0.7987 | 319 | 104907800 | 131340777 | 128990019 | 14890658.627 | 31
2023-02-01 | 8.5516 | calibrated (EIA-923 burn / ERCOT MWh) | 1.0185 | 3.4833 | 3.452 | 3.0034 | 97.5329 | 11616.444 | 14311.4516 | TRUE | 0.8117 | 6.9412 | 8.5516 | 1.0185 | 0.8045 | 315 | 99338790 | 123485062 | 121240134 | 14311451.587 | 28
2023-03-01 | 8.7808 | calibrated (EIA-923 burn / ERCOT MWh) | 1.0168 | 3.2522 | 2.3956 | 2.7264 | 100.8171 | 11674.789 | 14375.7731 | TRUE | 0.8121 | 7.131 | 8.7808 | 1.0168 | 0.7909 | 305 | 102514184 | 129622857 | 127477088 | 14375773.076 | 31
2023-04-01 | 8.6779 | calibrated (EIA-923 burn / ERCOT MWh) | 1.0173 | 3.2069 | 2.692 | 2.7216 | 96.2077 | 11278.269 | 13603.6662 | TRUE | 0.8291 | 7.1945 | 8.6779 | 1.0173 | 0.7935 | 311 | 97871289 | 123342204 | 121245568 | 13603666.214 | 30
2023-05-01 | 8.4621 | calibrated (EIA-923 burn / ERCOT MWh) | 1.0178 | 4.7823 | 4.152 | 4.1643 | 148.2505 | 17831.964 | 20464.0143 | TRUE | 0.8714 | 7.3737 | 8.4621 | 1.0178 | 0.8546 | 318 | 150896332 | 176575034 | 173478974 | 20464014.268 | 31
2023-06-01 | 8.6017 | calibrated (EIA-923 burn / ERCOT MWh) | 1.019 | 5.9988 | 5.2185 | 5.1446 | 179.9637 | 21319.407 | 24094.3137 | TRUE | 0.8848 | 7.6111 | 8.6017 | 1.019 | 0.8721 | 323 | 183384161 | 210272500 | 206350498 | 24094313.717 | 30
2023-07-01 | 8.5412 | calibrated (EIA-923 burn / ERCOT MWh) | 1.0186 | 6.4697 | 6.1146 | 5.5854 | 200.5613 | 23917.499 | 26777.4733 | TRUE | 0.8932 | 7.6289 | 8.5412 | 1.0186 | 0.877 | 324 | 204283034 | 232942986 | 228698895 | 26777473.328 | 31
2023-08-01 | 8.5547 | calibrated (EIA-923 burn / ERCOT MWh) | 1.0207 | 7.4388 | 6.0742 | 6.4253 | 230.6034 | 27514.112 | 30193.8312 | TRUE | 0.9112 | 7.7955 | 8.5547 | 1.0207 | 0.8906 | 325 | 235375224 | 264285977 | 258927941 | 30193831.219 | 31
2023-09-01 | 8.5016 | calibrated (EIA-923 burn / ERCOT MWh) | 1.017 | 6.2671 | 5.1428 | 5.4273 | 188.0118 | 22490.553 | 25215.0623 | TRUE | 0.8919 | 7.583 | 8.5016 | 1.017 | 0.8728 | 325 | 191205512 | 219073657 | 215414508 | 25215062.312 | 30
2023-10-01 | 8.761 | calibrated (EIA-923 burn / ERCOT MWh) | 1.0167 | 4.3031 | 3.7604 | 3.6153 | 133.3967 | 15481.009 | 18365.3004 | TRUE | 0.8429 | 7.3851 | 8.761 | 1.0167 | 0.843 | 320 | 135628794 | 160895761 | 158247852 | 18365300.398 | 31
2023-11-01 | 8.7442 | calibrated (EIA-923 burn / ERCOT MWh) | 1.0165 | 3.811 | 3.3531 | 3.2071 | 114.3287 | 13290.287 | 15961.9555 | TRUE | 0.8326 | 7.2807 | 8.7442 | 1.0165 | 0.8125 | 315 | 116213541 | 143035374 | 140715797 | 15961955.532 | 30
2023-12-01 | 8.7634 | calibrated (EIA-923 burn / ERCOT MWh) | 1.0158 | 3.6189 | 3.7538 | 3.0369 | 112.1855 | 13004.292 | 16304.8813 | TRUE | 0.7976 | 6.9894 | 8.7634 | 1.0158 | 0.8009 | 313 | 113961910 | 142299982 | 140082042 | 16304881.259 | 31
2024-01-01 | 8.5906 | calibrated (EIA-923 burn / ERCOT MWh) | 1.0206 | 4.8233 | 3.3236 | 4.1485 | 149.5238 | 17764.406 | 21238.8264 | TRUE | 0.8364 | 7.1853 | 8.5906 | 1.0206 | 0.8404 | 326 | 152607254 | 181585382 | 177916419 | 21238826.428 | 31
2024-02-01 | 9.3719 | calibrated (EIA-923 burn / ERCOT MWh) | 1.0188 | 3.267 | 3.4833 | 2.5711 | 94.7417 | 10299.576 | 13540.1229 | TRUE | 0.7607 | 7.129 | 9.3719 | 1.0188 | 0.7937 | 318 | 96527051 | 121615362 | 119366071 | 13540122.898 | 29
2024-03-01 | 8.8639 | calibrated (EIA-923 burn / ERCOT MWh) | 1.0158 | 3.5702 | 3.2522 | 2.9621 | 110.6766 | 12684.055 | 15545.5755 | TRUE | 0.8159 | 7.2323 | 8.8639 | 1.0158 | 0.8112 | 315 | 112430065 | 138599551 | 136438375 | 15545575.486 | 31
2024-04-01 | 8.8919 | calibrated (EIA-923 burn / ERCOT MWh) | 1.0149 | 3.5625 | 3.2069 | 2.9437 | 106.8764 | 12198.687 | 14746.9292 | TRUE | 0.8272 | 7.3554 | 8.8919 | 1.0149 | 0.815 | 320 | 108469547 | 133088769 | 131133949 | 14746929.222 | 30
2024-05-01 | 8.5061 | calibrated (EIA-923 burn / ERCOT MWh) | 1.0153 | 4.994 | 4.7823 | 4.3151 | 154.8133 | 18477.995 | 21036.6285 | TRUE | 0.8784 | 7.4715 | 8.5061 | 1.0153 | 0.8564 | 322 | 157176084 | 183528149 | 180769492 | 21036628.491 | 31
2024-06-01 | 8.5041 | calibrated (EIA-923 burn / ERCOT MWh) | 1.0173 | 5.8111 | 5.9988 | 5.0326 | 174.3335 | 20855.257 | 23729.5568 | TRUE | 0.8789 | 7.474 | 8.5041 | 1.0173 | 0.8673 | 334 | 177355144 | 204502564 | 201018627 | 23729556.77 | 30
2024-07-01 | 8.5069 | calibrated (EIA-923 burn / ERCOT MWh) | 1.0163 | 5.9016 | 6.4697 | 5.104 | 182.9489 | 21855.834 | 25015.7353 | TRUE | 0.8737 | 7.4324 | 8.5069 | 1.0163 | 0.8643 | 335 | 185926466 | 215112180 | 211667226 | 25015735.315 | 31
2024-08-01 | 8.5101 | calibrated (EIA-923 burn / ERCOT MWh) | 1.0178 | 6.9632 | 7.4388 | 6.0291 | 215.858 | 25817.302 | 28750.9668 | TRUE | 0.898 | 7.6417 | 8.5101 | 1.0178 | 0.8773 | 335 | 219707326 | 250434494 | 246046702 | 28750966.794 | 31
2024-09-01 | 8.4049 | calibrated (EIA-923 burn / ERCOT MWh) | 1.0148 | 5.6836 | 6.2671 | 4.9678 | 170.5069 | 20586.439 | 23497.068 | TRUE | 0.8761 | 7.3637 | 8.4049 | 1.0148 | 0.8607 | 332 | 173026069 | 201025073 | 198098453 | 23497067.976 | 30
2024-10-01 | 8.5588 | calibrated (EIA-923 burn / ERCOT MWh) | 1.0162 | 4.7017 | 4.3031 | 4.0412 | 145.7513 | 17304.784 | 19736.7177 | TRUE | 0.8768 | 7.5042 | 8.5588 | 1.0162 | 0.85 | 333 | 148108001 | 174236756 | 171464247 | 19736717.712 | 31
2024-11-01 | 9.159 | calibrated (EIA-923 burn / ERCOT MWh) | 1.0163 | 3.9448 | 3.811 | 3.1688 | 118.3435 | 13131.464 | 16249.9645 | TRUE | 0.8081 | 7.4013 | 9.159 | 1.0163 | 0.8169 | 331 | 120271666 | 147231558 | 144871000 | 16249964.538 | 30
2024-12-01 | 9.3029 | calibrated (EIA-923 burn / ERCOT MWh) | 1.0153 | 3.9578 | 3.6189 | 3.127 | 122.6929 | 13390.367 | 17379.0533 | TRUE | 0.7705 | 7.1677 | 9.3029 | 1.0153 | 0.8133 | 334 | 124568627 | 153160540 | 150854405 | 17379053.265 | 31
2025-01-01 | 8.7337 | calibrated (EIA-923 burn / ERCOT MWh) | 1.0163 | 4.7752 | 4.8233 | 4.0226 | 148.0298 | 17225.515 | 20812.7025 | TRUE | 0.8276 | 7.2284 | 8.7337 | 1.0163 | 0.8332 | 334 | 150441738 | 180551679 | 177656930 | 20812702.451 | 31
2025-02-01 | 8.6666 | calibrated (EIA-923 burn / ERCOT MWh) | 1.0177 | 4.2066 | 3.267 | 3.576 | 117.7846 | 13831.052 | 16648.5768 | TRUE | 0.8308 | 7.1999 | 8.6666 | 1.0177 | 0.8249 | 332 | 119868761 | 145306617 | 142779828 | 16648576.832 | 28
2025-03-01 | 9.4303 | calibrated (EIA-923 burn / ERCOT MWh) | 1.0154 | 2.8589 | 3.5702 | 2.2285 | 88.625 | 9542.79 | 12484.4309 | TRUE | 0.7644 | 7.2083 | 9.4303 | 1.0154 | 0.7745 | 323 | 89991292 | 116197292 | 114433065 | 12484430.877 | 31
2025-04-01 | 9.0584 | calibrated (EIA-923 burn / ERCOT MWh) | 1.0166 | 3.4203 | 3.5625 | 2.7788 | 102.6076 | 11515.25 | 14050.5023 | TRUE | 0.8196 | 7.4239 | 9.0584 | 1.0166 | 0.8076 | 328 | 104309674 | 129161534 | 127053775 | 14050502.269 | 30
2025-05-01 | 8.5664 | calibrated (EIA-923 burn / ERCOT MWh) | 1.0145 | 4.7295 | 4.994 | 4.0549 | 146.6156 | 17363.755 | 20318.624 | TRUE | 0.8546 | 7.3206 | 8.5664 | 1.0145 | 0.8442 | 322 | 148744587 | 176192867 | 173670925 | 20318623.972 | 31
2025-06-01 | 8.5847 | calibrated (EIA-923 burn / ERCOT MWh) | 1.0145 | 5.1964 | 5.8111 | 4.4456 | 155.8912 | 18422.666 | 21428.5119 | TRUE | 0.8597 | 7.3805 | 8.5847 | 1.0145 | 0.8518 | 327 | 158153633 | 185667337 | 183011331 | 21428511.929 | 30
2025-07-01 | 8.5678 | calibrated (EIA-923 burn / ERCOT MWh) | 1.0146 | 5.8744 | 5.9016 | 5.0361 | 182.1066 | 21565.234 | 24787.4185 | TRUE | 0.87 | 7.454 | 8.5678 | 1.0146 | 0.8668 | 331 | 184766200 | 213155047 | 210087046 | 24787418.488 | 31
2025-08-01 | 8.4074 | calibrated (EIA-923 burn / ERCOT MWh) | 1.0159 | 6.6397 | 6.9632 | 5.8082 | 205.8307 | 24871.351 | 27821.2477 | TRUE | 0.894 | 7.516 | 8.4074 | 1.0159 | 0.8768 | 332 | 209103950 | 238471872 | 234738955 | 27821247.678 | 31
2025-09-01 | 8.4592 | calibrated (EIA-923 burn / ERCOT MWh) | 1.0157 | 5.7859 | 5.6836 | 5.0291 | 173.5779 | 20840.653 | 24034.9609 | TRUE | 0.8671 | 7.335 | 8.4592 | 1.0157 | 0.8622 | 333 | 176296192 | 204475010 | 201321916 | 24034960.912 | 30
2025-10-01 | 8.774 | calibrated (EIA-923 burn / ERCOT MWh) | 1.0145 | 4.8676 | 4.7017 | 4.0746 | 150.8941 | 17448.033 | 20600.467 | TRUE | 0.847 | 7.4313 | 8.774 | 1.0145 | 0.8551 | 328 | 153088254 | 179035760 | 176469913 | 20600467.044 | 31
2025-11-01 | 9.0986 | calibrated (EIA-923 burn / ERCOT MWh) | 1.0155 | 3.8278 | 3.9448 | 3.0929 | 114.8355 | 12816.944 | 15753.6283 | TRUE | 0.8136 | 7.4025 | 9.0986 | 1.0155 | 0.8197 | 327 | 116616082 | 142261720 | 140089414 | 15753628.343 | 30
2025-12-01 | 9.0602 | calibrated (EIA-923 burn / ERCOT MWh) | 1.0138 | 4.1271 | 3.9578 | 3.3431 | 127.9407 | 14315.6001 | 17923.0964 | TRUE | 0.7987 | 7.2366 | 9.0602 | 1.0138 | 0.8251 | 329 | 129701874 | 157197425 | 155063141 | 17923096.415 | 29
2026-01-01 | 8.3859 | calibrated, partial plant sample: EIA-923 net-MWh heat rate x Jan/25 ERCOT/EIA factor | 1.0186 | 4.3526 | 4.7752 | 3.8273 | 134.9315 | 16389.034 | 17368.4053 | FALSE | 0.9436 | 6.9405 | 7.3553 | 1.0186 | 0.8375 | 126 | 120546064 | 143930703 | 141306872 | 17368405.283 | 31
2026-02-01 | 8.0574 | calibrated, partial plant sample: EIA-923 net-MWh heat rate x Feb/25 ERCOT/EIA factor | 1.0158 | 2.963 | 4.2066 | 2.7042 | 82.9627 | 10459.2 | 11952.574 | FALSE | 0.8751 | 6.6938 | 7.6495 | 1.0158 | 0.7953 | 123 | 80008096 | 100595350 | 99030501 | 11952573.953 | 28
2026-03-01 | 8.9515 | calibrated, partial plant sample: EIA-923 net-MWh heat rate x Mar/25 ERCOT/EIA factor | 1.0145 | 3.0017 | 2.8589 | 2.4628 | 93.0539 | 10546.169 | 12047.5073 | FALSE | 0.8754 | 6.8423 | 7.8164 | 1.0145 | 0.7965 | 119 | 82432879 | 103491796 | 102011571 | 12047507.298 | 31
2026-04-01 | 8.6198 | calibrated, partial plant sample: EIA-923 net-MWh heat rate x Apr/25 ERCOT/EIA factor | 1.0147 | 3.7942 | 3.4203 | 3.2335 | 113.8275 | 13399.673 | 14150.4813 | FALSE | 0.9469 | 7.0645 | 7.4603 | 1.0147 | 0.833 | 117 | 99965423 | 120007895 | 118267519 | 14150481.33 | 30
2026-05-01 | 8.2936 | calibrated, partial plant sample: EIA-923 net-MWh heat rate x May/25 ERCOT/EIA factor | 1.0146 | 4.5168 | 4.7295 | 4.0002 | 140.0208 | 17129.172 | 17838.2184 | FALSE | 0.9603 | 7.0875 | 7.3808 | 1.0146 | 0.8665 | 125 | 126427488 | 145911944 | 143815621 | 17838218.417 | 31
2026-06-01 | 8.2567 | calibrated, partial plant sample: EIA-923 net-MWh heat rate x Jun/25 ERCOT/EIA factor | 1.0146 | 5.203 | 5.1964 | 4.6286 | 156.0911 | 19180.974 | 20031.4488 | FALSE | 0.9575 | 7.0985 | 7.4133 | 1.0146 | 0.8754 | 127 | 142194067 | 162436065 | 160096392 | 20031448.782 | 30
2026-07-01 | 8.2121 | calibrated, partial plant sample: EIA-923 net-MWh heat rate x Jul/25 ERCOT/EIA factor | 1.0161 | 5.7904 | 5.8744 | 5.1865 | 179.5029 | 22209.177 | 23042.4552 | FALSE | 0.9638 | 7.1446 | 7.4127 | 1.0161 | 0.8781 | 129 | 164629710 | 187489634 | 184526773 | 23042455.214 | 31
2026-08-01 | 8.0943 | calibrated, partial plant sample: EIA-923 net-MWh heat rate x Aug/25 ERCOT/EIA factor | 1.0155 | 6.2262 | 6.6397 | 5.6547 | 193.0127 | 24214.038 | 24236.1927 | FALSE | 0.9991 | 7.236 | 7.2427 | 1.0155 | 0.8834 | 128 | 175374171 | 198518722 | 195497854 | 24236192.656 | 31
2026-09-01 | 8.4592 | estimated: Sep/25 rate carried | 1.0157 | 6.6178 | 5.7859 | 5.7522 | 198.5354 | 23837.244 |  | FALSE | [10 empty] | 30
2026-10-01 | 8.774 | estimated: Oct/25 rate carried | 1.0145 |  | 4.8676 |  |  |  |  | FALSE | [10 empty] | 1