## Units
Notes
GAS BURN FOR POWER - SOUTH AMERICA, CENTRAL AMERICA AND THE CARIBBEAN
Built by south_america/SA_GAS_BURN_POWER.py from this repo's workbooks (no downloads), 1st and 15th, before the South & Central America master.
WHAT IT IS
Power-sector gas burn per country, monthly average, from Jan 2021: the PUBLISHED figure where the country publishes one, and an ESTIMATE = gas-fired generation (grid operator, monthly mean MWh/day) x heat rate for months not published yet and for countries that publish nothing. 'Status' says which, month by month. Estimates are not measured data.
HEAT RATE
Calibrated countries: effective heat rate = published burn / gas-fired MWh for each month both exist (it absorbs plant efficiency AND any scope difference between the gas statistic and the operator's 'gas' category). Months outside 5-15 MMBtu/MWh are not used (flagged on 'Detail'). An estimated month uses the ratio of sums over the latest 12 calibrated months before it (minimum 6).
Flat-rate countries (no published power-sector gas): Chile 7.5, Panama 7.0, El Salvador 8.2 MMBtu/MWh - ASSUMPTIONS, error roughly +/-10-15% from the heat rate alone.
Brazil: calibrated on MME's national power-generation gas (complete scope, incl. LNG-to-power and Parnaíba), which stops at Jun 2025, so every later month is estimated on the Jul 2024 - Jun 2025 rate. ANP's grid series is NOT used: it leaves out plants fed off the transport grid (about a third of power gas).
Argentina: 'centrales eléctricas' is gas delivered through the distribution/transport system; plants fed at the wellhead (ENARGAS 'Off System', Supply net sheet) are not in it, so the estimate follows the published scope.
Ecuador: Termogas Machala only (the one gas plant); generation history from the CENACE column of ecuador_gas.xlsx before the daily CENACE feed starts (Sep 2026).
UNITS
Bcf/d (billion cubic feet per day, monthly average) = million m3/day x 0.0353147. MMBtu are converted to m3 at each source's own heat content: Argentina 9,300 kcal/m3 (36,905 MMBtu per million m3), Peru 1,065 Btu/scf (37,610), Dominican Republic and Puerto Rico 1,037 Btu/cf (36,621), others 1,030 Btu/cf (36,374).
SHEETS
Monthly (Bcf/d): burn by country, the regional Total and the part of it that is estimated. The Total runs to the last month whose countries made up at least 95% of the region's burn over the previous 12 months; a country missing from a month of it (a late publisher such as El Salvador's SIGET or EIA-923 for Puerto Rico) is named on 'Total coverage' - nothing is filled. Monthly mcm per day: the same in million m3/day. Status: published / estimated per country and month. Heat rates: effective heat rate per calibration month. Detail: one row per country and month with every input. Countries: sources, heat-rate basis, and how many months the estimate runs ahead of publication. Back-test: each published month re-estimated with the trailing rate only (what the estimate would have said before publication) - mean and mean absolute error. Back-test series: the two lines per country.
NOT INCLUDED
Uruguay (generation feed has no gas column), Trinidad & Tobago (no generation feed; MEEI publishes power gas itself - see trinidad_gas.xlsx), Jamaica (annual data only), Mexico (North America master; MISO/ERCOT burn there). Costa Rica, Guatemala, Honduras, Nicaragua and Belize are checked and appear only if their feeds show gas-fired output.
THIS RUN
Ecuador: no gas-fired generation months in ecuador_power_generation_daily.xlsx - published months only, nothing estimated

## Chart
Date | Argentina | Brazil | Peru | Chile | Colombia | Dominican Republic | Puerto Rico | Other | Of which estimated
2021-01-01 | 1.7706 | 1.5593 | 0.26762 | 0.16939 | 0.18544 | 0.12954 | 0.20266 | 0.16177 | 0.19573
2021-02-01 | 1.6459 | 1.1094 | 0.28694 | 0.26266 | 0.20971 | 0.19397 | 0.20897 | 0.1885 | 0.30632
2021-03-01 | 1.6129 | 1.1408 | 0.32756 | 0.31213 | 0.17379 | 0.19031 | 0.21197 | 0.19722 | 0.35819
2021-04-01 | 1.4633 | 1.1473 | 0.28028 | 0.38848 | 0.15437 | 0.18386 | 0.18211 | 0.1769 | 0.42405
2021-05-01 | 1.3452 | 1.1382 | 0.40321 | 0.36129 | 0.14854 | 0.19429 | 0.20662 | 0.18458 | 0.38351
2021-06-01 | 1.4883 | 1.5828 | 0.50158 | 0.2705 | 0.17476 | 0.17422 | 0.26662 | 0.16506 | 0.28505
2021-07-01 | 1.656 | 1.7919 | 0.4986 | 0.30779 | 0.1932 | 0.17878 | 0.27842 | 0.17802 | 0.33144
2021-08-01 | 1.8586 | 1.7946 | 0.55156 | 0.36267 | 0.19223 | 0.158 | 0.24709 | 0.1668 | 0.37308
2021-09-01 | 1.4378 | 1.6993 | 0.56 | 0.27235 | 0.19126 | 0.18128 | 0.17237 | 0.17326 | 0.28022
2021-10-01 | 1.3302 | 1.9115 | 0.46675 | 0.26483 | 0.2 | 0.17025 | 0.17247 | 0.19712 | 0.28861
2021-11-01 | 1.4734 | 1.8045 | 0.44595 | 0.23673 | 0.20194 | 0.17498 | 0.078162 | 0.20972 | 0.26856
2021-12-01 | 1.6625 | 1.4709 | 0.3641 | 0.25714 | 0.21359 | 0.16313 | 0.11174 | 0.19326 | 0.30749
2022-01-01 | 1.7283 | 1.218 | 0.3369 | 0.28089 | 0.19223 | 0.14001 | 0.096056 | 0.19517 | 0.32961
2022-02-01 | 1.4766 | 0.83731 | 0.311 | 0.3184 | 0.22233 | 0.14485 | 0.10703 | 0.19074 | 0.37233
2022-03-01 | 1.316 | 0.59929 | 0.30164 | 0.35255 | 0.2233 | 0.1754 | 0.14882 | 0.17656 | 0.40393
2022-04-01 | 1.1733 | 0.33973 | 0.265 | 0.38191 | 0.20388 | 0.18786 | 0.11314 | 0.17257 | 0.43438
2022-05-01 | 1.1534 | 0.3083 | 0.37107 | 0.37003 | 0.20874 | 0.17683 | 0.13716 | 0.13549 | 0.38654
2022-06-01 | 1.0149 | 0.51807 | 0.4657 | 0.39104 | 0.2 | 0.1903 | 0.16204 | 0.11256 | 0.39258
2022-07-01 | 1.5138 | 0.41354 | 0.50242 | 0.31628 | 0.22719 | 0.20173 | 0.16148 | 0.093912 | 0.31633
2022-08-01 | 1.1268 | 0.42149 | 0.52769 | 0.299 | 0.1835 | 0.19869 | 0.17594 | 0.13431 | 0.30024
2022-09-01 | 1.1302 | 0.47498 | 0.54827 | 0.29924 | 0.18155 | 0.16171 | 0.15357 | 0.14148 | 0.29946
2022-10-01 | 1.1579 | 0.45768 | 0.55381 | 0.23854 | 0.13204 | 0.16872 | 0.12648 | 0.17306 | 0.23947
2022-11-01 | 1.2912 | 0.41283 | 0.59429 | 0.2494 | 0.16311 | 0.14514 | 0.14463 | 0.22412 | 0.28124
2022-12-01 | 1.4817 | 0.48918 | 0.54161 | 0.30914 | 0.12233 | 0.14291 | 0.095773 | 0.23384 | 0.35479
2023-01-01 | 1.5336 | 0.41389 | 0.40099 | 0.35661 | 0.11845 | 0.11412 | 0.13854 | 0.25174 | 0.44453
2023-02-01 | 1.4154 | 0.3422 | 0.36099 | 0.38771 | 0.16699 | 0.14393 | 0.18735 | 0.24827 | 0.48388
2023-03-01 | 1.4725 | 0.3309 | 0.45943 | 0.46434 | 0.14854 | 0.19591 | 0.15721 | 0.29253 | 0.57694
2023-04-01 | 1.1132 | 0.4372 | 0.3859 | 0.47273 | 0.14175 | 0.19034 | 0.18831 | 0.27907 | 0.58076
2023-05-01 | 1.3733 | 0.31213 | 0.47871 | 0.46368 | 0.19223 | 0.21323 | 0.15569 | 0.28844 | 0.58585
2023-06-01 | 1.6751 | 0.57019 | 0.54472 | 0.42934 | 0.19709 | 0.21256 | 0.18668 | 0.28618 | 0.54372
2023-07-01 | 1.4778 | 0.39694 | 0.54917 | 0.28796 | 0.19223 | 0.20523 | 0.19163 | 0.28588 | 0.40758
2023-08-01 | 1.4866 | 0.40047 | 0.57279 | 0.23785 | 0.22524 | 0.20838 | 0.19873 | 0.28889 | 0.3565
2023-09-01 | 1.3708 | 0.38599 | 0.59368 | 0.19381 | 0.36117 | 0.2015 | 0.20555 | 0.28399 | 0.29883
2023-10-01 | 1.144 | 0.4093 | 0.54354 | 0.15205 | 0.36311 | 0.22725 | 0.16966 | 0.25729 | 0.2292
2023-11-01 | 1.3775 | 0.69181 | 0.48315 | 0.11645 | 0.23495 | 0.19826 | 0.18113 | 0.27748 | 0.21054
2023-12-01 | 1.3902 | 0.72572 | 0.32936 | 0.12797 | 0.34466 | 0.18498 | 0.16782 | 0.24796 | 0.21155
2024-01-01 | 1.5985 | 0.62295 | 0.3222 | 0.19961 | 0.29321 | 0.18637 | 0.14603 | 0.3129 | 0.30547
2024-02-01 | 1.6764 | 0.38792 | 0.37463 | 0.29334 | 0.32136 | 0.21062 | 0.13339 | 0.30258 | 0.39889
2024-03-01 | 1.5391 | 0.3683 | 0.35841 | 0.31949 | 0.44757 | 0.21134 | 0.15655 | 0.26779 | 0.42022
2024-04-01 | 1.2232 | 0.32226 | 0.30247 | 0.34192 | 0.49806 | 0.20957 | 0.16386 | 0.2965 | 0.45856
2024-05-01 | 0.93445 | 0.29273 | 0.39203 | 0.41207 | 0.1699 | 0.20692 | 0.12626 | 0.29192 | 0.5255
2024-06-01 | 1.1875 | 0.32227 | 0.50484 | 0.31465 | 0.15922 | 0.23332 | 0.16702 | 0.26929 | 0.41494
2024-07-01 | 0.98978 | 0.59641 | 0.53534 | 0.28074 | 0.18641 | 0.2274 | 0.15302 | 0.24256 | 0.359
2024-08-01 | 1.0848 | 0.77034 | 0.53215 | 0.26484 | 0.22719 | 0.23751 | 0.13839 | 0.2377 | 0.33565
2024-09-01 | 1.2392 | 1.1684 | 0.54432 | 0.16205 | 0.37282 | 0.21362 | 0.1422 | 0.26329 | 0.22715
2024-10-01 | 1.3689 | 1.208 | 0.54483 | 0.12777 | 0.45049 | 0.23429 | 0.17467 | 0.2766 | 0.22381
2024-11-01 | 1.4396 | 0.90375 | 0.47392 | 0.072448 | 0.26408 | 0.21576 | 0.20487 | 0.22101 | 0.12588
2024-12-01 | 1.323 | 0.74417 | 0.29937 | 0.15582 | 0.33398 | 0.20238 | 0.16403 | 0.23457 | 0.2053
2025-01-01 | 1.7519 | 0.66533 | 0.29178 | 0.24364 | 0.17961 | 0.18147 | 0.16667 | 0.23952 | 0.30898
2025-02-01 | 1.8931 | 0.45924 | 0.37835 | 0.29219 | 0.14757 | 0.20111 | 0.14473 | 0.34768 | 0.40813
2025-03-01 | 1.4712 | 0.44741 | 0.38567 | 0.31399 | 0.15437 | 0.20982 | 0.1294 | 0.29031 | 0.45728
2025-04-01 | 1.1515 | 0.552 | 0.30169 | 0.34643 | 0.1699 | 0.22054 | 0.13516 | 0.284 | 0.4931
2025-05-01 | 1.1314 | 0.59802 | 0.34446 | 0.30132 | 0.14952 | 0.21175 | 0.17689 | 0.27174 | 0.42545
2025-06-01 | 1.1237 | 0.67134 | 0.41772 | 0.33968 | 0.16505 | 0.20803 | 0.15989 | 0.26287 | 0.46076
2025-07-01 | 1.113 | 1.1209 | 0.51141 | 0.36105 | 0.18447 | 0.22031 | 0.18 | 0.25396 | 1.5811
2025-08-01 | 1.2064 | 1.1819 | 0.51916 | 0.28898 | 0.16408 | 0.22449 | 0.23875 | 0.24816 | 1.57
2025-09-01 | 0.93681 | 0.94483 | 0.53013 | 0.16333 | 0.18155 | 0.22842 | 0.24928 | 0.28744 | 1.2083
2025-10-01 | 0.95994 | 1.3305 | 0.39273 | 0.13724 | 0.1534 | 0.20563 | 0.20457 | 0.24153 | 1.5476
2025-11-01 | 1.1513 | 1.4163 | 0.39872 | 0.18368 | 0.16311 | 0.232 | 0.19258 | 0.28727 | 1.6996
2025-12-01 | 1.6326 | 0.9217 | 0.50552 | 0.19282 | 0.1301 | 0.21599 | 0.13906 | 0.26983 | 1.2065
2026-01-01 | 1.7153 | 1.014 | 0.40583 | 0.28204 | 0.13981 | 0.16723 | 0.16597 | 0.23448 | 1.5133
2026-02-01 | 1.7466 | 0.77722 | 0.36236 | 0.28035 | 0.15825 | 0.19702 | 0.18111 | 0.22588 | 1.2665
2026-03-01 | 1.6078 | 0.99315 | 0.25308 | 0.31855 | 0.14175 | 0.16359 | 0.20043 | 0.26893 | 1.5619
2026-04-01 | 1.3092 | 0.67797 | 0.36753 | 0.29814 | 0.16019 | 0.21138 | 0.19354 | 0.25554 | 1.2316
2026-05-01 | 1.1401 | 0.59842 | 0.42284 | 0.31904 | 0.20291 | 0.23869 | 0.19445 | 0.24405 | 1.1615
2026-06-01 | 1.2703 | 0.7523 | 0.53027 | 0.33012 | 0.21262 | 0.25826 | 0.23508 | 0.24936 | 1.59
2026-07-01 | 1.2439 | 0.89008 | 0.56996 | 0.26262 | 0.25825 | 0.24356 | 0.19332 | 0.27304 | 2.9132
2026-08-01 | 1.0604 | 0.80308 | 0.53587 | 0.13925 | 0.30971 | 0.24382 | 0.21839 | 0.26815 | 2.5147

## Chart - Argentina
Date | Published | Estimate from gas-fired output
2021-01-01 | 1.7706 | 1.8286
2021-02-01 | 1.6459 | 1.6458
2021-03-01 | 1.6129 | 1.6403
2021-04-01 | 1.4633 | 1.4263
2021-05-01 | 1.3452 | 1.3106
2021-06-01 | 1.4883 | 1.5047
2021-07-01 | 1.656 | 1.6099
2021-08-01 | 1.8586 | 1.8413
2021-09-01 | 1.4378 | 1.4481
2021-10-01 | 1.3302 | 1.2975
2021-11-01 | 1.4734 | 1.4725
2021-12-01 | 1.6625 | 1.733
2022-01-01 | 1.7283 | 1.7829
2022-02-01 | 1.4766 | 1.542
2022-03-01 | 1.316 | 1.3657
2022-04-01 | 1.1733 | 1.2309
2022-05-01 | 1.1534 | 1.213
2022-06-01 | 1.0149 | 1.1112
2022-07-01 | 1.5138 | 1.4772
2022-08-01 | 1.1268 | 1.1331
2022-09-01 | 1.1302 | 1.1284
2022-10-01 | 1.1579 | 1.1158
2022-11-01 | 1.2912 | 1.2721
2022-12-01 | 1.4817 | 1.5122
2023-01-01 | 1.5336 | 1.5849
2023-02-01 | 1.4154 | 1.4593
2023-03-01 | 1.4725 | 1.4654
2023-04-01 | 1.1132 | 1.0696
2023-05-01 | 1.3733 | 1.3884
2023-06-01 | 1.6751 | 1.3687
2023-07-01 | 1.4778 | 1.2249
2023-08-01 | 1.4866 | 1.2058
2023-09-01 | 1.3708 | 1.1058
2023-10-01 | 1.144 | 0.96292
2023-11-01 | 1.3775 | 1.195
2023-12-01 | 1.3902 | 1.2375
2024-01-01 | 1.5985 | 1.7355
2024-02-01 | 1.6764 | 1.9367
2024-03-01 | 1.5391 | 1.7092
2024-04-01 | 1.2232 | 1.3624
2024-05-01 | 0.93445 | 1.2742
2024-06-01 | 1.1875 | 1.4383
2024-07-01 | 0.98978 | 1.2725
2024-08-01 | 1.0848 | 1.3554
2024-09-01 | 1.2392 | 1.4226
2024-10-01 | 1.3689 | 1.297
2024-11-01 | 1.4396 | 1.3662
2024-12-01 | 1.323 | 1.2713
2025-01-01 | 1.7519 | 1.7887
2025-02-01 | 1.8931 | 1.866
2025-03-01 | 1.4712 | 1.4762
2025-04-01 | 1.1515 | 1.1855
2025-05-01 | 1.1314 | 1.2144
2025-06-01 | 1.1237 | 1.2213
2025-07-01 | 1.113 | 1.2303
2025-08-01 | 1.2064 | 1.2826
2025-09-01 | 0.93681 | 1.0155
2025-10-01 | 0.95994 | 0.91863
2025-11-01 | 1.1513 | 1.0912
2025-12-01 | 1.6326 | 1.5588
2026-01-01 | 1.7153 | 1.6034
2026-02-01 | 1.7466 | 1.717
2026-03-01 | 1.6078 | 1.5443
2026-04-01 | 1.3092 | 1.3005
2026-05-01 | 1.1401 | 1.1326
2026-06-01 | 1.2703 | 1.3398
2026-07-01 |  | 1.2439
2026-08-01 |  | 1.0604
2026-09-01 |  | 0.89425
2026-10-01 |  | 0.8252

## Chart - Brazil
Date | Published | Estimate from gas-fired output
2021-01-01 | 1.5593 | 1.52
2021-02-01 | 1.1094 | 1.1002
2021-03-01 | 1.1408 | 1.1166
2021-04-01 | 1.1473 | 1.1222
2021-05-01 | 1.1382 | 1.1223
2021-06-01 | 1.5828 | 1.5303
2021-07-01 | 1.7919 | 1.7968
2021-08-01 | 1.7946 | 1.8181
2021-09-01 | 1.6993 | 1.7848
2021-10-01 | 1.9115 | 2.0046
2021-11-01 | 1.8045 | 1.866
2021-12-01 | 1.4709 | 1.5215
2022-01-01 | 1.218 | 1.2504
2022-02-01 | 0.83731 | 0.8297
2022-03-01 | 0.59929 | 0.57913
2022-04-01 | 0.33973 | 0.31003
2022-05-01 | 0.3083 | 0.29346
2022-06-01 | 0.51807 | 0.46892
2022-07-01 | 0.41354 | 0.39108
2022-08-01 | 0.42149 | 0.42301
2022-09-01 | 0.47498 | 0.44127
2022-10-01 | 0.45768 | 0.45884
2022-11-01 | 0.41283 | 0.46084
2022-12-01 | 0.48918 | 0.51405
2023-01-01 | 0.41389 | 0.44982
2023-02-01 | 0.3422 | 0.33759
2023-03-01 | 0.3309 | 0.31732
2023-04-01 | 0.4372 | 0.42595
2023-05-01 | 0.31213 | 0.31135
2023-06-01 | 0.57019 | 0.59113
2023-07-01 | 0.39694 | 0.40842
2023-08-01 | 0.40047 | 0.38227
2023-09-01 | 0.38599 | 0.36949
2023-10-01 | 0.4093 | 0.36807
2023-11-01 | 0.69181 | 0.68282
2023-12-01 | 0.72572 | 0.74342
2024-01-01 | 0.62295 | 0.68234
2024-02-01 | 0.38792 | 0.42792
2024-03-01 | 0.3683 | 0.39384
2024-04-01 | 0.32226 | 0.37029
2024-05-01 | 0.29273 | 0.30059
2024-06-01 | 0.32227 | 0.3671
2024-07-01 | 0.59641 | 0.62373
2024-08-01 | 0.77034 | 0.80027
2024-09-01 | 1.1684 | 1.2154
2024-10-01 | 1.208 | 1.2557
2024-11-01 | 0.90375 | 0.81942
2024-12-01 | 0.74417 | 0.6897
2025-01-01 | 0.66533 | 0.54301
2025-02-01 | 0.45924 | 0.41152
2025-03-01 | 0.44741 | 0.38726
2025-04-01 | 0.552 | 0.46973
2025-05-01 | 0.59802 | 0.4897
2025-06-01 | 0.67134 | 0.64151
2025-07-01 |  | 1.1209
2025-08-01 |  | 1.1819
2025-09-01 |  | 0.94483
2025-10-01 |  | 1.3305
2025-11-01 |  | 1.4163
2025-12-01 |  | 0.9217
2026-01-01 |  | 1.014
2026-02-01 |  | 0.77722
2026-03-01 |  | 0.99315
2026-04-01 |  | 0.67797
2026-05-01 |  | 0.59842
2026-06-01 |  | 0.7523
2026-07-01 |  | 0.89008
2026-08-01 |  | 0.80308
2026-09-01 |  | 0.78504
2026-10-01 |  | 0.95

## Chart - Bolivia
Date | Published | Estimate from gas-fired output
2021-01-01 | 0.1128 | 0.10857
2021-02-01 | 0.12371 | 0.11376
2021-03-01 | 0.12922 | 0.12248
2021-04-01 | 0.12145 | 0.11572
2021-05-01 | 0.1437 | 0.14545
2021-06-01 | 0.13112 | 0.13217
2021-07-01 | 0.13564 | 0.13972
2021-08-01 | 0.1385 | 0.14195
2021-09-01 | 0.14769 | 0.1557
2021-10-01 | 0.15553 | 0.16221
2021-11-01 | 0.16029 | 0.16965
2021-12-01 | 0.12607 | 0.13583
2022-01-01 | 0.1278 | 0.13443
2022-02-01 | 0.13681 | 0.14485
2022-03-01 | 0.12519 | 0.1296
2022-04-01 | 0.12011 | 0.12665
2022-05-01 | 0.11898 | 0.12835
2022-06-01 | 0.11103 | 0.12024
2022-07-01 | 0.093866 | 0.12953
2022-08-01 | 0.13307 | 0.12935
2022-09-01 | 0.14126 | 0.13903
2022-10-01 | 0.17212 | 0.16531
2022-11-01 | 0.19229 | 0.17855
2022-12-01 | 0.18819 | 0.17805
2023-01-01 | 0.16382 | 0.16022
2023-02-01 | 0.1521 | 0.14739
2023-03-01 | 0.17993 | 0.16782
2023-04-01 | 0.17103 | 0.1579
2023-05-01 | 0.16626 | 0.16274
2023-06-01 | 0.17181 | 0.16309
2023-07-01 | 0.16626 | 0.15726
2023-08-01 | 0.17025 | 0.17237
2023-09-01 | 0.17897 | 0.18264
2023-10-01 | 0.18014 | 0.18424
2023-11-01 | 0.18339 | 0.18381
2023-12-01 | 0.16439 | 0.16116
2024-01-01 | 0.19257 | 0.19099
2024-02-01 | 0.18187 | 0.17341
2024-03-01 | 0.15291 | 0.1494
2024-04-01 | 0.16499 | 0.16231
2024-05-01 | 0.16428 | 0.15226
2024-06-01 | 0.15493 | 0.1532
2024-07-01 | 0.15048 | 0.14966
2024-08-01 | 0.15348 | 0.16282
2024-09-01 | 0.18187 | 0.17778
2024-10-01 | 0.1622 | 0.20169
2024-11-01 | 0.14956 | 0.19202
2024-12-01 | 0.1681 | 0.17002
2025-01-01 | 0.17417 | 0.16401
2025-02-01 | 0.23174 | 0.17868
2025-03-01 | 0.14702 | 0.14321
2025-04-01 | 0.13734 | 0.14005
2025-05-01 | 0.14762 | 0.15034
2025-06-01 | 0.14179 | 0.1412
2025-07-01 | 0.15478 | 0.15391
2025-08-01 | 0.14899 | 0.15192
2025-09-01 | 0.18734 | 0.18285
2025-10-01 | 0.16164 | 0.16438
2025-11-01 | 0.18773 | 0.19678
2025-12-01 | 0.17788 | 0.18882
2026-01-01 |  | 0.1685
2026-02-01 |  | 0.18602
2026-03-01 |  | 0.20252
2026-04-01 |  | 0.18617
2026-05-01 |  | 0.1649
2026-06-01 |  | 0.16963
2026-07-01 |  | 0.18493
2026-08-01 |  | 0.17769
2026-09-01 |  | 0.17144
2026-10-01 |  | 0.17815

## Chart - Colombia
Date | Published | Estimate from gas-fired output
2021-01-01 | 0.18544 | 0.19449
2021-02-01 | 0.20971 | 0.21484
2021-03-01 | 0.17379 | 0.1882
2021-04-01 | 0.15437 | 0.16832
2021-05-01 | 0.14854 | 0.15419
2021-06-01 | 0.17476 | 0.18818
2021-07-01 | 0.1932 | 0.17933
2021-08-01 | 0.19223 | 0.17655
2021-09-01 | 0.19126 | 0.17948
2021-10-01 | 0.2 | 0.18211
2021-11-01 | 0.20194 | 0.18471
2021-12-01 | 0.21359 | 0.19299
2022-01-01 | 0.19223 | 0.17363
2022-02-01 | 0.22233 | 0.21188
2022-03-01 | 0.2233 | 0.20586
2022-04-01 | 0.20388 | 0.19208
2022-05-01 | 0.20874 | 0.20523
2022-06-01 | 0.2 | 0.19961
2022-07-01 | 0.22719 | 0.22926
2022-08-01 | 0.1835 | 0.19113
2022-09-01 | 0.18155 | 0.18291
2022-10-01 | 0.13204 | 0.14526
2022-11-01 | 0.16311 | 0.1644
2022-12-01 | 0.12233 | 0.14897
2023-01-01 | 0.11845 | 0.14391
2023-02-01 | 0.16699 | 0.18961
2023-03-01 | 0.14854 | 0.15327
2023-04-01 | 0.14175 | 0.1225
2023-05-01 | 0.19223 | 0.20236
2023-06-01 | 0.19709 | 0.19889
2023-07-01 | 0.19223 | 0.19773
2023-08-01 | 0.22524 | 0.21605
2023-09-01 | 0.36117 | 0.41908
2023-10-01 | 0.36311 | 0.45671
2023-11-01 | 0.23495 | 0.25542
2023-12-01 | 0.34466 | 0.38868
2024-01-01 | 0.29321 | 0.28538
2024-02-01 | 0.32136 | 0.3087
2024-03-01 | 0.44757 | 0.44231
2024-04-01 | 0.49806 | 0.56436
2024-05-01 | 0.1699 | 0.13711
2024-06-01 | 0.15922 | 0.12406
2024-07-01 | 0.18641 | 0.15328
2024-08-01 | 0.22719 | 0.20214
2024-09-01 | 0.37282 | 0.37525
2024-10-01 | 0.45049 | 0.49054
2024-11-01 | 0.26408 | 0.28124
2024-12-01 | 0.33398 | 0.34173
2025-01-01 | 0.17961 | 0.17491
2025-02-01 | 0.14757 | 0.14318
2025-03-01 | 0.15437 | 0.13153
2025-04-01 | 0.1699 | 0.14966
2025-05-01 | 0.14952 | 0.1281
2025-06-01 | 0.16505 | 0.14326
2025-07-01 | 0.18447 | 0.16261
2025-08-01 | 0.16408 | 0.14147
2025-09-01 | 0.18155 | 0.16261
2025-10-01 | 0.1534 | 0.13632
2025-11-01 | 0.16311 | 0.16173
2025-12-01 | 0.1301 | 0.13079
2026-01-01 | 0.13981 | 0.12426
2026-02-01 | 0.15825 | 0.13328
2026-03-01 | 0.14175 | 0.14904
2026-04-01 | 0.16019 | 0.15552
2026-05-01 | 0.20291 | 0.21355
2026-06-01 | 0.21262 | 0.22008
2026-07-01 | 0.25825 | 0.28125
2026-08-01 | 0.30971 | 0.369
2026-09-01 | 0.35146 | 0.44069

## Chart - Peru
Date | Published | Estimate from gas-fired output
2021-01-01 | 0.26762 | 0.23417
2021-02-01 | 0.28694 | 0.2782
2021-03-01 | 0.32756 | 0.29913
2021-04-01 | 0.28028 | 0.23247
2021-05-01 | 0.40321 | 0.40402
2021-06-01 | 0.50158 | 0.50489
2021-07-01 | 0.4986 | 0.55834
2021-08-01 | 0.55156 | 0.58669
2021-09-01 | 0.56 | 0.60123
2021-10-01 | 0.46675 | 0.50135
2021-11-01 | 0.44595 | 0.4642
2021-12-01 | 0.3641 | 0.36031
2022-01-01 | 0.3369 | 0.37163
2022-02-01 | 0.311 | 0.32499
2022-03-01 | 0.30164 | 0.30769
2022-04-01 | 0.265 | 0.26423
2022-05-01 | 0.37107 | 0.40349
2022-06-01 | 0.4657 | 0.50124
2022-07-01 | 0.50242 | 0.55291
2022-08-01 | 0.52769 | 0.55715
2022-09-01 | 0.54827 | 0.57584
2022-10-01 | 0.55381 | 0.56642
2022-11-01 | 0.59429 | 0.59707
2022-12-01 | 0.54161 | 0.55055
2023-01-01 | 0.40099 | 0.4032
2023-02-01 | 0.36099 | 0.34264
2023-03-01 | 0.45943 | 0.45002
2023-04-01 | 0.3859 | 0.36981
2023-05-01 | 0.47871 | 0.46331
2023-06-01 | 0.54472 | 0.59067
2023-07-01 | 0.54917 | 0.554
2023-08-01 | 0.57279 | 0.58923
2023-09-01 | 0.59368 | 0.61524
2023-10-01 | 0.54354 | 0.55453
2023-11-01 | 0.48315 | 0.49436
2023-12-01 | 0.32936 | 0.32371
2024-01-01 | 0.3222 | 0.3072
2024-02-01 | 0.37463 | 0.35474
2024-03-01 | 0.35841 | 0.3375
2024-04-01 | 0.30247 | 0.28741
2024-05-01 | 0.39203 | 0.38578
2024-06-01 | 0.50484 | 0.50924
2024-07-01 | 0.53534 | 0.53694
2024-08-01 | 0.53215 | 0.53214
2024-09-01 | 0.54432 | 0.54465
2024-10-01 | 0.54483 | 0.54527
2024-11-01 | 0.47392 | 0.47239
2024-12-01 | 0.29937 | 0.29336
2025-01-01 | 0.29178 | 0.27708
2025-02-01 | 0.37835 | 0.36128
2025-03-01 | 0.38567 | 0.37046
2025-04-01 | 0.30169 | 0.28305
2025-05-01 | 0.34446 | 0.32717
2025-06-01 | 0.41772 | 0.41353
2025-07-01 | 0.51141 | 0.52476
2025-08-01 | 0.51916 | 0.52662
2025-09-01 | 0.53013 | 0.53638
2025-10-01 | 0.39273 | 0.38995
2025-11-01 | 0.39872 | 0.39418
2025-12-01 | 0.50552 | 0.48263
2026-01-01 | 0.40583 | 0.36618
2026-02-01 | 0.36236 | 0.33424
2026-03-01 | 0.25308 | 0.2872
2026-04-01 | 0.36753 | 0.3667
2026-05-01 | 0.42284 | 0.4291
2026-06-01 | 0.53027 | 0.54297
2026-07-01 | 0.56996 | 0.60727
2026-08-01 | 0.53587 | 0.58957
2026-09-01 | 0.60812 | 0.60447
2026-10-01 |  | 0.60584

## Chart - Dominican Republic
Date | Published | Estimate from gas-fired output
2021-01-01 | 0.12954 | 0.15531
2021-02-01 | 0.19397 | 0.19058
2021-03-01 | 0.19031 | 0.18686
2021-04-01 | 0.18386 | 0.17827
2021-05-01 | 0.19429 | 0.18685
2021-06-01 | 0.17422 | 0.16969
2021-07-01 | 0.17878 | 0.17405
2021-08-01 | 0.158 | 0.1553
2021-09-01 | 0.18128 | 0.18215
2021-10-01 | 0.17025 | 0.16877
2021-11-01 | 0.17498 | 0.17957
2021-12-01 | 0.16313 | 0.16809
2022-01-01 | 0.14001 | 0.14312
2022-02-01 | 0.14485 | 0.14359
2022-03-01 | 0.1754 | 0.17511
2022-04-01 | 0.18786 | 0.18619
2022-05-01 | 0.17683 | 0.17226
2022-06-01 | 0.1903 | 0.21243
2022-07-01 | 0.20173 | 0.19911
2022-08-01 | 0.19869 | 0.19557
2022-09-01 | 0.16171 | 0.16021
2022-10-01 | 0.16872 | 0.16989
2022-11-01 | 0.14514 | 0.13981
2022-12-01 | 0.14291 | 0.14164
2023-01-01 | 0.11412 | 0.11233
2023-02-01 | 0.14393 | 0.14365
2023-03-01 | 0.19591 | 0.19491
2023-04-01 | 0.19034 | 0.18953
2023-05-01 | 0.21323 | 0.20953
2023-06-01 | 0.21256 | 0.20531
2023-07-01 | 0.20523 | 0.20585
2023-08-01 | 0.20838 | 0.20812
2023-09-01 | 0.2015 | 0.19797
2023-10-01 | 0.22725 | 0.22029
2023-11-01 | 0.19826 | 0.19556
2023-12-01 | 0.18498 | 0.18103
2024-01-01 | 0.18637 | 0.18643
2024-02-01 | 0.21062 | 0.2145
2024-03-01 | 0.21134 | 0.21156
2024-04-01 | 0.20957 | 0.20869
2024-05-01 | 0.20692 | 0.20773
2024-06-01 | 0.23332 | 0.23142
2024-07-01 | 0.2274 | 0.22627
2024-08-01 | 0.23751 | 0.235
2024-09-01 | 0.21362 | 0.21129
2024-10-01 | 0.23429 | 0.23553
2024-11-01 | 0.21576 | 0.21607
2024-12-01 | 0.20238 | 0.20251
2025-01-01 | 0.18147 | 0.18063
2025-02-01 | 0.20111 | 0.20087
2025-03-01 | 0.20982 | 0.20869
2025-04-01 | 0.22054 | 0.21909
2025-05-01 | 0.21175 | 0.2114
2025-06-01 | 0.20803 | 0.20924
2025-07-01 | 0.22031 | 0.2195
2025-08-01 | 0.22449 | 0.22435
2025-09-01 | 0.22842 | 0.22318
2025-10-01 | 0.20563 | 0.20358
2025-11-01 | 0.232 | 0.23235
2025-12-01 | 0.21599 | 0.22386
2026-01-01 | 0.16723 | 0.16799
2026-02-01 | 0.19702 | 0.19872
2026-03-01 | 0.16359 | 0.1777
2026-04-01 | 0.21138 | 0.22456
2026-05-01 | 0.23869 | 0.24243
2026-06-01 |  | 0.25826
2026-07-01 |  | 0.24356
2026-08-01 |  | 0.24382
2026-09-01 |  | 0.2497
2026-10-01 |  | 0.23352

## Chart - Puerto Rico
Date | Published | Estimate from gas-fired output
2021-01-01 | 0.20266 | 0.19539
2021-02-01 | 0.20897 | 0.20781
2021-03-01 | 0.21197 | 0.20235
2021-04-01 | 0.18211 | 0.1867
2021-05-01 | 0.20662 | 0.20428
2021-06-01 | 0.26662 | 0.25802
2021-07-01 | 0.27842 | 0.27774
2021-08-01 | 0.24709 | 0.2562
2021-09-01 | 0.17237 | 0.1928
2021-10-01 | 0.17247 | 0.17777
2021-11-01 | 0.078162 | 0.084231
2021-12-01 | 0.11174 | 0.10986
2022-01-01 | 0.096056 | 0.10268
2022-02-01 | 0.10703 | 0.12004
2022-03-01 | 0.14882 | 0.15572
2022-04-01 | 0.11314 | 0.12564
2022-05-01 | 0.13716 | 0.13539
2022-06-01 | 0.16204 | 0.1621
2022-07-01 | 0.16148 | 0.16731
2022-08-01 | 0.17594 | 0.17747
2022-09-01 | 0.15357 | 0.12811
2022-10-01 | 0.12648 | 0.12424
2022-11-01 | 0.14463 | 0.14501
2022-12-01 | 0.095773 | 0.10238
2023-01-01 | 0.13854 | 0.13767
2023-02-01 | 0.18735 | 0.18492
2023-03-01 | 0.15721 | 0.15777
2023-04-01 | 0.18831 | 0.17553
2023-05-01 | 0.15569 | 0.17151
2023-06-01 | 0.18668 | 0.19809
2023-07-01 | 0.19163 | 0.1956
2023-08-01 | 0.19873 | 0.20574
2023-09-01 | 0.20555 | 0.21218
2023-10-01 | 0.16966 | 0.16546
2023-11-01 | 0.18113 | 0.17417
2023-12-01 | 0.16782 | 0.17283
2024-01-01 | 0.14603 | 0.15911
2024-02-01 | 0.13339 | 0.14005
2024-03-01 | 0.15655 | 0.15988
2024-04-01 | 0.16386 | 0.16434
2024-05-01 | 0.12626 | 0.13013
2024-06-01 | 0.16702 | 0.16081
2024-07-01 | 0.15302 | 0.14526
2024-08-01 | 0.13839 | 0.11774
2024-09-01 | 0.1422 | 0.1406
2024-10-01 | 0.17467 | 0.16547
2024-11-01 | 0.20487 | 0.18716
2024-12-01 | 0.16403 | 0.15871
2025-01-01 | 0.16667 | 0.15394
2025-02-01 | 0.14473 | 0.13856
2025-03-01 | 0.1294 | 0.12855
2025-04-01 | 0.13516 | 0.13548
2025-05-01 | 0.17689 | 0.17346
2025-06-01 | 0.15989 | 0.16021
2025-07-01 | 0.18 | 0.17895
2025-08-01 | 0.23875 | 0.22951
2025-09-01 | 0.24928 | 0.2359
2025-10-01 | 0.20457 | 0.2004
2025-11-01 | 0.19258 | 0.18436
2025-12-01 | 0.13906 | 0.14425
2026-01-01 | 0.16597 | 0.16869
2026-02-01 | 0.18111 | 0.18249
2026-03-01 | 0.20043 | 0.19429
2026-04-01 | 0.19354 | 0.1895
2026-05-01 | 0.19445 | 0.19264
2026-06-01 | 0.23508 | 0.22903
2026-07-01 | 0.19332 | 0.19548
2026-08-01 | 0.21839 | 0.2163

## Chart - Heat rates
Date | Argentina | Brazil | Bolivia | Colombia | Peru | Dominican Republic | Puerto Rico
2021-01-01 | 7.2107 | 8.482 | 8.7689 | 8.6993 | 9.0576 | 6.3991 | 9.6358
2021-02-01 | 7.447 | 8.3376 | 9.1786 | 8.906 | 8.1741 | 7.8088 | 9.3421
2021-03-01 | 7.3226 | 8.4477 | 8.905 | 8.4249 | 8.6785 | 7.8141 | 9.7319
2021-04-01 | 7.6401 | 8.4534 | 8.8581 | 8.3674 | 9.5553 | 7.9132 | 9.062
2021-05-01 | 7.6437 | 8.3859 | 8.3389 | 8.7894 | 7.9094 | 7.9775 | 9.3964
2021-06-01 | 7.3655 | 8.5522 | 8.3741 | 8.4728 | 7.8735 | 7.8771 | 9.5998
2021-07-01 | 7.6356 | 8.4282 | 8.4588 | 9.2833 | 7.4916 | 7.8705 | 9.4942
2021-08-01 | 7.5241 | 8.3378 | 8.4631 | 9.488 | 7.7074 | 7.8253 | 9.1383
2021-09-01 | 7.4115 | 8.0259 | 8.2003 | 9.3887 | 7.5511 | 7.6699 | 8.4284
2021-10-01 | 7.6471 | 7.9853 | 8.2329 | 9.7469 | 7.4638 | 7.7699 | 9.0528
2021-11-01 | 7.4793 | 8.0479 | 8.073 | 9.7988 | 7.6383 | 7.5118 | 8.6375
2021-12-01 | 7.1708 | 8.0158 | 7.8811 | 10.005 | 8.0025 | 7.4636 | 9.442
2022-01-01 | 7.2192 | 8.0543 | 8.0247 | 10.1011 | 7.1847 | 7.5056 | 8.6905
2022-02-01 | 7.1323 | 8.311 | 7.9195 | 9.6931 | 7.4825 | 7.8238 | 8.2317
2022-03-01 | 7.1521 | 8.5192 | 8.0094 | 10.1018 | 7.6255 | 7.7681 | 8.76
2022-04-01 | 7.0643 | 9.0164 | 7.7996 | 10.0407 | 7.7392 | 7.8211 | 8.1786
2022-05-01 | 7.0072 | 8.6438 | 7.5543 | 9.7534 | 7.0222 | 7.949 | 9.1452
2022-06-01 | 6.6902 | 9.0862 | 7.4671 | 9.676 | 7.0289 | 6.9327 | 8.9945
2022-07-01 | 7.4613 | 8.6896 | 5.8102 | 9.668 | 6.7985 | 7.7455 | 8.6053
2022-08-01 | 7.2234 | 8.1741 | 8.0289 | 9.3962 | 7.0135 | 7.7575 | 8.7226
2022-09-01 | 7.2441 | 8.807 | 7.8937 | 9.7083 | 6.9781 | 7.7044 | 10.4774
2022-10-01 | 7.4903 | 8.2144 | 8.0609 | 8.9147 | 7.1021 | 7.5827 | 9.0771
2022-11-01 | 7.3116 | 7.4264 | 8.3242 | 9.6816 | 7.1937 | 7.9104 | 8.891
2022-12-01 | 7.0422 | 7.8956 | 8.2052 | 8.0061 | 7.0732 | 7.7178 | 8.3504
2023-01-01 | 6.9425 | 7.6658 | 7.9775 | 7.912 | 7.0893 | 7.7916 | 8.9124
2023-02-01 | 6.9311 | 8.454 | 8.0512 | 8.3337 | 7.5033 | 7.7033 | 8.9873
2023-03-01 | 7.1612 | 8.7098 | 8.3781 | 9.0522 | 7.2755 | 7.7193 | 8.8944
2023-04-01 | 7.4184 | 8.576 | 8.5078 | 10.6957 | 7.4227 | 7.7083 | 9.5883
2023-05-01 | 7.0752 | 8.3537 | 8.0866 | 8.7945 | 7.3429 | 7.801 | 8.2177
2023-06-01 | 8.7595 | 8.0211 | 8.3798 | 9.0788 | 6.5762 | 7.9264 | 8.4523
2023-07-01 | 8.8395 | 7.98 | 8.4802 | 8.8514 | 7.0221 | 7.7332 | 8.7319
2023-08-01 | 9.1605 | 8.5437 | 8.1039 | 9.401 | 6.9052 | 7.765 | 8.6172
2023-09-01 | 9.3879 | 8.5489 | 8.0433 | 7.7782 | 6.8433 | 7.8943 | 8.6289
2023-10-01 | 9.1687 | 9.0688 | 8.0329 | 6.9484 | 6.9368 | 8.0185 | 8.998
2023-11-01 | 9.012 | 8.3272 | 8.1938 | 7.7285 | 6.9018 | 7.9202 | 9.1261
2023-12-01 | 8.9264 | 8.1062 | 8.365 | 7.3252 | 7.1584 | 7.9863 | 8.542
2024-01-01 | 7.4708 | 7.5918 | 8.2811 | 8.3623 | 7.3827 | 7.8325 | 8.0747
2024-02-01 | 7.0718 | 7.506 | 8.641 | 8.5064 | 7.4498 | 7.6953 | 8.3219
2024-03-01 | 7.3533 | 7.6792 | 8.4808 | 8.2943 | 7.4889 | 7.8247 | 8.5068
2024-04-01 | 7.3474 | 7.0912 | 8.4291 | 7.2148 | 7.4307 | 7.8743 | 8.6333
2024-05-01 | 5.9927 | 7.8373 | 8.9396 | 9.863 | 7.1702 | 7.8241 | 8.325
2024-06-01 | 6.6963 | 7.0406 | 8.4444 | 10.2561 | 6.9787 | 7.9215 | 8.9248
2024-07-01 | 6.1677 | 7.6047 | 8.4007 | 9.7494 | 7.0637 | 7.896 | 9.0941
2024-08-01 | 6.1777 | 7.6161 | 7.8696 | 9.0475 | 7.0893 | 7.9549 | 10.1759
2024-09-01 | 6.5121 | 7.5301 | 8.5229 | 7.9816 | 7.1055 | 7.9745 | 8.8563
2024-10-01 | 7.6598 | 7.4469 | 6.7348 | 7.397 | 7.1352 | 7.8525 | 9.2668
2024-11-01 | 7.5664 | 8.4165 | 6.4208 | 7.5997 | 7.1855 | 7.8678 | 9.6356
2024-12-01 | 7.3754 | 8.2622 | 7.9831 | 7.897 | 7.3367 | 7.8701 | 9.1528
2025-01-01 | 6.839 | 9.3998 | 8.5417 | 8.36 | 7.5821 | 7.9033 | 9.648
2025-02-01 | 7.0209 | 8.7061 | 10.4566 | 8.3839 | 7.5499 | 7.8814 | 9.4468
2025-03-01 | 6.8932 | 9.0862 | 8.449 | 9.5197 | 7.5125 | 7.9302 | 9.1896
2025-04-01 | 6.6779 | 9.3238 | 8.068 | 9.2469 | 7.6945 | 7.9486 | 9.1683
2025-05-01 | 6.3599 | 9.8349 | 8.0511 | 9.8004 | 7.6155 | 7.9156 | 9.4232
2025-06-01 | 6.2994 | 8.5459 | 8.1659 | 9.6604 | 7.3362 | 7.8642 | 9.3069
2025-07-01 | 6.1665 |  | 8.1562 | 9.4877 | 7.1127 | 7.934 | 9.4165
2025-08-01 | 6.4061 |  | 7.9366 | 9.6838 | 7.2013 | 7.9134 | 9.7664
2025-09-01 | 6.2963 |  | 8.2975 | 9.3401 | 7.2322 | 8.0902 | 9.9141
2025-10-01 | 7.1237 |  | 7.9445 | 9.5517 | 7.3843 | 7.9945 | 9.6766
2025-11-01 | 7.1417 |  | 7.8269 | 8.8913 | 7.444 | 7.9151 | 9.9396
2025-12-01 | 7.0472 |  | 7.857 | 8.9512 | 7.7342 | 7.6523 | 9.1972
2026-01-01 | 7.1786 |  |  | 10.3702 | 8.2245 | 7.8763 | 9.3947
2026-02-01 | 6.8612 |  |  | 11.143 | 8.0984 | 7.8422 | 9.4566
2026-03-01 | 7.0019 |  |  | 9.1284 | 6.614 | 7.279 | 9.8288
2026-04-01 | 6.7827 |  |  | 9.8551 | 7.4706 | 7.3993 | 9.7786
2026-05-01 | 6.7898 |  |  | 9.1421 | 7.3324 | 7.6909 | 9.7078
2026-06-01 | 6.4269 |  |  | 9.232 | 7.2468 |  | 9.8946
2026-07-01 |  |  |  | 8.7337 | 6.9538 |  | 9.581
2026-08-01 |  |  |  | 7.897 | 6.7137 |  | 9.7941
2026-09-01 |  |  |  | 7.2928 | 7.3746

## Monthly (Bcf per day)
date | Argentina | Brazil | Bolivia | Chile | Colombia | Ecuador | Peru | Panama | El Salvador | Dominican Republic | Puerto Rico | Guatemala | Total | Of which estimated
2021-01-01 | 1.7706 | 1.5593 | 0.1128 | 0.16939 | 0.18544 | 0.022637 | 0.26762 | 0.026236 |  | 0.12954 | 0.20266 | 9.863e-05 | 4.4463 | 0.19573
2021-02-01 | 1.6459 | 1.1094 | 0.12371 | 0.26266 | 0.20971 | 0.02113 | 0.28694 | 0.043355 |  | 0.19397 | 0.20897 | 0.00030668 | 4.106 | 0.30632
2021-03-01 | 1.6129 | 1.1408 | 0.12922 | 0.31213 | 0.17379 | 0.021952 | 0.32756 | 0.045758 |  | 0.19031 | 0.21197 | 0.00029916 | 4.1668 | 0.35819
2021-04-01 | 1.4633 | 1.1473 | 0.12145 | 0.38848 | 0.15437 | 0.019884 | 0.28028 | 0.035247 |  | 0.18386 | 0.18211 | 0.00032624 | 3.9766 | 0.42405
2021-05-01 | 1.3452 | 1.1382 | 0.1437 | 0.36129 | 0.14854 | 0.018672 | 0.40321 | 0.021883 |  | 0.19429 | 0.20662 | 0.00033368 | 3.982 | 0.38351
2021-06-01 | 1.4883 | 1.5828 | 0.13112 | 0.2705 | 0.17476 | 0.019384 | 0.50158 | 0.014326 |  | 0.17422 | 0.26662 | 0.00022316 | 4.6238 | 0.28505
2021-07-01 | 1.656 | 1.7919 | 0.13564 | 0.30779 | 0.1932 | 0.018732 | 0.4986 | 0.023545 |  | 0.17878 | 0.27842 | 0.00010408 | 5.0827 | 0.33144
2021-08-01 | 1.8586 | 1.7946 | 0.1385 | 0.36267 | 0.19223 | 0.017894 | 0.55156 | 0.010103 |  | 0.158 | 0.24709 | 0.00030371 | 5.3315 | 0.37308
2021-09-01 | 1.4378 | 1.6993 | 0.14769 | 0.27235 | 0.19126 | 0.017708 | 0.56 | 0.0076313 |  | 0.18128 | 0.17237 | 0.00023476 | 4.6877 | 0.28022
2021-10-01 | 1.3302 | 1.9115 | 0.15553 | 0.26483 | 0.2 | 0.017816 | 0.46675 | 0.023417 |  | 0.17025 | 0.17247 | 0.00036366 | 4.7131 | 0.28861
2021-11-01 | 1.4734 | 1.8045 | 0.16029 | 0.23673 | 0.20194 | 0.017598 | 0.44595 | 0.031445 |  | 0.17498 | 0.078162 | 0.00038592 | 4.6254 | 0.26856
2021-12-01 | 1.6625 | 1.4709 | 0.12607 | 0.25714 | 0.21359 | 0.016836 | 0.3641 | 0.049991 |  | 0.16313 | 0.11174 | 0.00035708 | 4.4363 | 0.30749
2022-01-01 | 1.7283 | 1.218 | 0.1278 | 0.28089 | 0.19223 | 0.018648 | 0.3369 | 0.048388 |  | 0.14001 | 0.096056 | 0.00033195 | 4.1876 | 0.32961
2022-02-01 | 1.4766 | 0.83731 | 0.13681 | 0.3184 | 0.22233 |  | 0.311 | 0.053565 |  | 0.14485 | 0.10703 | 0.00036967 | 3.6082 | 0.37233
2022-03-01 | 1.316 | 0.59929 | 0.12519 | 0.35255 | 0.2233 |  | 0.30164 | 0.051007 |  | 0.1754 | 0.14882 | 0.00036591 | 3.2936 | 0.40393
2022-04-01 | 1.1733 | 0.33973 | 0.12011 | 0.38191 | 0.20388 |  | 0.265 | 0.0521 |  | 0.18786 | 0.11314 | 0.00036527 | 2.8374 | 0.43438
2022-05-01 | 1.1534 | 0.3083 | 0.11898 | 0.37003 | 0.20874 |  | 0.37107 | 0.016364 |  | 0.17683 | 0.13716 | 0.00015221 | 2.861 | 0.38654
2022-06-01 | 1.0149 | 0.51807 | 0.11103 | 0.39104 | 0.2 |  | 0.4657 | 0.0013388 |  | 0.1903 | 0.16204 | 0.00019517 | 3.0546 | 0.39258
2022-07-01 | 1.5138 | 0.41354 | 0.093866 | 0.31628 | 0.22719 |  | 0.50242 | 0 |  | 0.20173 | 0.16148 | 4.5944e-05 | 3.4303 | 0.31633
2022-08-01 | 1.1268 | 0.42149 | 0.13307 | 0.299 | 0.1835 |  | 0.52769 | 0.0011974 |  | 0.19869 | 0.17594 | 4.4112e-05 | 3.0675 | 0.30024
2022-09-01 | 1.1302 | 0.47498 | 0.14126 | 0.29924 | 0.18155 |  | 0.54827 | 7.3512e-05 |  | 0.16171 | 0.15357 | 0.00014427 | 3.091 | 0.29946
2022-10-01 | 1.1579 | 0.45768 | 0.17212 | 0.23854 | 0.13204 |  | 0.55381 | 0.00091956 |  | 0.16872 | 0.12648 | 1.7993e-05 | 3.0082 | 0.23947
2022-11-01 | 1.2912 | 0.41283 | 0.19229 | 0.2494 | 0.16311 |  | 0.59429 | 0.031734 |  | 0.14514 | 0.14463 | 0.00010199 | 3.2247 | 0.28124
2022-12-01 | 1.4817 | 0.48918 | 0.18819 | 0.30914 | 0.12233 |  | 0.54161 | 0.045547 |  | 0.14291 | 0.095773 | 0.00010187 | 3.4165 | 0.35479
2023-01-01 | 1.5336 | 0.41389 | 0.16382 | 0.35661 | 0.11845 |  | 0.40099 | 0.049534 | 0.038384 | 0.11412 | 0.13854 | 0 | 3.3279 | 0.44453
2023-02-01 | 1.4154 | 0.3422 | 0.1521 | 0.38771 | 0.16699 |  | 0.36099 | 0.053699 | 0.042472 | 0.14393 | 0.18735 | 0 | 3.2529 | 0.48388
2023-03-01 | 1.4725 | 0.3309 | 0.17993 | 0.46434 | 0.14854 |  | 0.45943 | 0.053793 | 0.058806 | 0.19591 | 0.15721 | 0 | 3.5214 | 0.57694
2023-04-01 | 1.1132 | 0.4372 | 0.17103 | 0.47273 | 0.14175 |  | 0.3859 | 0.049834 | 0.058204 | 0.19034 | 0.18831 | 0 | 3.2085 | 0.58076
2023-05-01 | 1.3733 | 0.31213 | 0.16626 | 0.46368 | 0.19223 |  | 0.47871 | 0.055555 | 0.066619 | 0.21323 | 0.15569 | 0 | 3.4774 | 0.58585
2023-06-01 | 1.6751 | 0.57019 | 0.17181 | 0.42934 | 0.19709 |  | 0.54472 | 0.0523 | 0.062076 | 0.21256 | 0.18668 | 0 | 4.1018 | 0.54372
2023-07-01 | 1.4778 | 0.39694 | 0.16626 | 0.28796 | 0.19223 |  | 0.54917 | 0.054825 | 0.064794 | 0.20523 | 0.19163 | 0 | 3.5869 | 0.40758
2023-08-01 | 1.4866 | 0.40047 | 0.17025 | 0.23785 | 0.22524 |  | 0.57279 | 0.053767 | 0.064876 | 0.20838 | 0.19873 | 0 | 3.6189 | 0.3565
2023-09-01 | 1.3708 | 0.38599 | 0.17897 | 0.19381 | 0.36117 |  | 0.59368 | 0.050025 | 0.054988 | 0.2015 | 0.20555 | 0 | 3.5965 | 0.29883
2023-10-01 | 1.144 | 0.4093 | 0.18014 | 0.15205 | 0.36311 |  | 0.54354 | 0.02947 | 0.047674 | 0.22725 | 0.16966 | 0 | 3.2662 | 0.2292
2023-11-01 | 1.3775 | 0.69181 | 0.18339 | 0.11645 | 0.23495 |  | 0.48315 | 0.046218 | 0.047873 | 0.19826 | 0.18113 | 0 | 3.5608 | 0.21054
2023-12-01 | 1.3902 | 0.72572 | 0.16439 | 0.12797 | 0.34466 |  | 0.32936 | 0.041979 | 0.041593 | 0.18498 | 0.16782 | 0 | 3.5186 | 0.21155
2024-01-01 | 1.5985 | 0.62295 | 0.19257 | 0.19961 | 0.29321 | 0.01447 | 0.3222 | 0.054877 | 0.05097 | 0.18637 | 0.14603 | 1.0288e-05 | 3.6818 | 0.30547
2024-02-01 | 1.6764 | 0.38792 | 0.18187 | 0.29334 | 0.32136 | 0.015155 | 0.37463 | 0.048906 | 0.056499 | 0.21062 | 0.13339 | 0.0001444 | 3.7003 | 0.39889
2024-03-01 | 1.5391 | 0.3683 | 0.15291 | 0.31949 | 0.44757 | 0.014148 | 0.35841 | 0.041883 | 0.057635 | 0.21134 | 0.15655 | 0.0012112 | 3.6685 | 0.42022
2024-04-01 | 1.2232 | 0.32226 | 0.16499 | 0.34192 | 0.49806 | 0.014872 | 0.30247 | 0.05278 | 0.062015 | 0.20957 | 0.16386 | 0.0018436 | 3.3578 | 0.45856
2024-05-01 | 0.93445 | 0.29273 | 0.16428 | 0.41207 | 0.1699 | 0.014209 | 0.39203 | 0.05281 | 0.058511 | 0.20692 | 0.12626 | 0.002102 | 2.8263 | 0.5255
2024-06-01 | 1.1875 | 0.32227 | 0.15493 | 0.31465 | 0.15922 | 0.01408 | 0.50484 | 0.046684 | 0.051653 | 0.23332 | 0.16702 | 0.0019461 | 3.1581 | 0.41494
2024-07-01 | 0.98978 | 0.59641 | 0.15048 | 0.28074 | 0.18641 | 0.013823 | 0.53534 | 0.038341 | 0.038238 | 0.2274 | 0.15302 | 0.0016822 | 3.2117 | 0.359
2024-08-01 | 1.0848 | 0.77034 | 0.15348 | 0.26484 | 0.22719 | 0.013405 | 0.53215 | 0.040668 | 0.02829 | 0.23751 | 0.13839 | 0.0018553 | 3.4929 | 0.33565
2024-09-01 | 1.2392 | 1.1684 | 0.18187 | 0.16205 | 0.37282 | 0.016313 | 0.54432 | 0.041102 | 0.022095 | 0.21362 | 0.1422 | 0.0019066 | 4.106 | 0.22715
2024-10-01 | 1.3689 | 1.208 | 0.1622 | 0.12777 | 0.45049 | 0.018368 | 0.54483 | 0.045104 | 0.048848 | 0.23429 | 0.17467 | 0.0020817 | 4.3855 | 0.22381
2024-11-01 | 1.4396 | 0.90375 | 0.14956 | 0.072448 | 0.26408 | 0.018016 | 0.47392 | 0.0070662 | 0.044967 | 0.21576 | 0.20487 | 0.0014007 | 3.7954 | 0.12588
2024-12-01 | 1.323 | 0.74417 | 0.1681 | 0.15582 | 0.33398 | 0.016988 | 0.29937 | 0.012077 | 0.035919 | 0.20238 | 0.16403 | 0.0014837 | 3.4573 | 0.2053
2025-01-01 | 1.7519 | 0.66533 | 0.17417 | 0.24364 | 0.17961 |  | 0.29178 | 0.02603 | 0.037747 | 0.18147 | 0.16667 | 0.0015681 | 3.7199 | 0.30898
2025-02-01 | 1.8931 | 0.45924 | 0.23174 | 0.29219 | 0.14757 |  | 0.37835 | 0.065539 | 0.048507 | 0.20111 | 0.14473 | 0.0018938 | 3.864 | 0.40813
2025-03-01 | 1.4712 | 0.44741 | 0.14702 | 0.31399 | 0.15437 |  | 0.38567 | 0.08244 | 0.058941 | 0.20982 | 0.1294 | 0.0019114 | 3.4021 | 0.45728
2025-04-01 | 1.1515 | 0.552 | 0.13734 | 0.34643 | 0.1699 |  | 0.30169 | 0.088183 | 0.056528 | 0.22054 | 0.13516 | 0.0019549 | 3.1612 | 0.4931
2025-05-01 | 1.1314 | 0.59802 | 0.14762 | 0.30132 | 0.14952 |  | 0.34446 | 0.060711 | 0.061502 | 0.21175 | 0.17689 | 0.0019136 | 3.1851 | 0.42545
2025-06-01 | 1.1237 | 0.67134 | 0.14179 | 0.33968 | 0.16505 |  | 0.41772 | 0.070114 | 0.049143 | 0.20803 | 0.15989 | 0.0018197 | 3.3483 | 0.46076
2025-07-01 | 1.113 | 1.1209 | 0.15478 | 0.36105 | 0.18447 |  | 0.51141 | 0.041436 | 0.055798 | 0.22031 | 0.18 | 0.0019385 | 3.9451 | 1.5811
2025-08-01 | 1.2064 | 1.1819 | 0.14899 | 0.28898 | 0.16408 |  | 0.51916 | 0.048464 | 0.048604 | 0.22449 | 0.23875 | 0.0021017 | 4.0719 | 1.57
2025-09-01 | 0.93681 | 0.94483 | 0.18734 | 0.16333 | 0.18155 |  | 0.53013 | 0.060742 | 0.037403 | 0.22842 | 0.24928 | 0.0019483 | 3.5218 | 1.2083
2025-10-01 | 0.95994 | 1.3305 | 0.16164 | 0.13724 | 0.1534 |  | 0.39273 | 0.047119 | 0.031054 | 0.20563 | 0.20457 | 0.0017227 | 3.6255 | 1.5476
2025-11-01 | 1.1513 | 1.4163 | 0.18773 | 0.18368 | 0.16311 |  | 0.39872 | 0.043921 | 0.053567 | 0.232 | 0.19258 | 0.0020544 | 4.025 | 1.6996
2025-12-01 | 1.6326 | 0.9217 | 0.17788 | 0.19282 | 0.1301 |  | 0.50552 | 0.045906 | 0.044065 | 0.21599 | 0.13906 | 0.0019766 | 4.0076 | 1.2065
2026-01-01 | 1.7153 | 1.014 | 0.1685 | 0.28204 | 0.13981 | 0.017243 | 0.40583 | 0.046709 |  | 0.16723 | 0.16597 | 0.0020216 | 4.1246 | 1.5133
2026-02-01 | 1.7466 | 0.77722 | 0.18602 | 0.28035 | 0.15825 | 0.016919 | 0.36236 | 0.020751 |  | 0.19702 | 0.18111 | 0.0021882 | 3.9288 | 1.2665
2026-03-01 | 1.6078 | 0.99315 | 0.20252 | 0.31855 | 0.14175 | 0.018696 | 0.25308 | 0.044734 |  | 0.16359 | 0.20043 | 0.0029846 | 3.9473 | 1.5619
2026-04-01 | 1.3092 | 0.67797 | 0.18617 | 0.29814 | 0.16019 |  | 0.36753 | 0.065996 |  | 0.21138 | 0.19354 | 0.0033692 | 3.4735 | 1.2316
2026-05-01 | 1.1401 | 0.59842 | 0.1649 | 0.31904 | 0.20291 |  | 0.42284 | 0.075992 |  | 0.23869 | 0.19445 | 0.0031603 | 3.3605 | 1.1615
2026-06-01 | 1.2703 | 0.7523 | 0.16963 | 0.33012 | 0.21262 |  | 0.53027 | 0.076395 |  | 0.25826 | 0.23508 | 0.0033359 | 3.8383 | 1.59
2026-07-01 | 1.2439 | 0.89008 | 0.18493 | 0.26262 | 0.25825 |  | 0.56996 | 0.084747 |  | 0.24356 | 0.19332 | 0.003368 | 3.9347 | 2.9132
2026-08-01 | 1.0604 | 0.80308 | 0.17769 | 0.13925 | 0.30971 |  | 0.53587 | 0.0877 |  | 0.24382 | 0.21839 | 0.0027595 | 3.5787 | 2.5147

## Total coverage
date | Share of the region's last-12-month burn present (%) | Countries missing
2021-02-01 | 100
2021-03-01 | 100
2021-04-01 | 100
2021-05-01 | 100
2021-06-01 | 100
2021-07-01 | 100
2021-08-01 | 100
2021-09-01 | 100
2021-10-01 | 100
2021-11-01 | 100
2021-12-01 | 100
2022-01-01 | 100
2022-02-01 | 99.6 | Ecuador
2022-03-01 | 99.6 | Ecuador
2022-04-01 | 99.6 | Ecuador
2022-05-01 | 99.6 | Ecuador
2022-06-01 | 99.6 | Ecuador
2022-07-01 | 99.6 | Ecuador
2022-08-01 | 99.5 | Ecuador
2022-09-01 | 99.5 | Ecuador
2022-10-01 | 99.5 | Ecuador
2022-11-01 | 99.5 | Ecuador
2022-12-01 | 99.5 | Ecuador
2023-01-01 | 99.4 | Ecuador
2023-02-01 | 100
2023-03-01 | 100
2023-04-01 | 100
2023-05-01 | 100
2023-06-01 | 100
2023-07-01 | 100
2023-08-01 | 100
2023-09-01 | 100
2023-10-01 | 100
2023-11-01 | 100
2023-12-01 | 100
2024-01-01 | 100
2024-02-01 | 100
2024-03-01 | 100
2024-04-01 | 100
2024-05-01 | 100
2024-06-01 | 100
2024-07-01 | 100
2024-08-01 | 100
2024-09-01 | 100
2024-10-01 | 100
2024-11-01 | 100
2024-12-01 | 100
2025-01-01 | 99.6 | Ecuador
2025-02-01 | 99.6 | Ecuador
2025-03-01 | 99.6 | Ecuador
2025-04-01 | 99.6 | Ecuador
2025-05-01 | 99.6 | Ecuador
2025-06-01 | 99.6 | Ecuador
2025-07-01 | 99.6 | Ecuador
2025-08-01 | 99.5 | Ecuador
2025-09-01 | 99.5 | Ecuador
2025-10-01 | 99.5 | Ecuador
2025-11-01 | 99.5 | Ecuador
2025-12-01 | 99.5 | Ecuador
2026-01-01 | 98.7 | El Salvador
2026-02-01 | 98.7 | El Salvador
2026-03-01 | 98.7 | El Salvador
2026-04-01 | 98.2 | Ecuador, El Salvador
2026-05-01 | 98.3 | Ecuador, El Salvador
2026-06-01 | 98.3 | Ecuador, El Salvador
2026-07-01 | 98.4 | Ecuador, El Salvador
2026-08-01 | 98.4 | Ecuador, El Salvador

## Monthly mcm per day
date | Argentina | Brazil | Bolivia | Chile | Colombia | Ecuador | Peru | Panama | El Salvador | Dominican Republic | Puerto Rico | Guatemala
2021-01-01 | 50.1383 | 44.1534 | 3.194 | 4.7966 | 5.251 | 0.64101 | 7.5782 | 0.74291 |  | 3.668 | 5.7387 | 0.0027929
2021-02-01 | 46.6055 | 31.414 | 3.503 | 7.4377 | 5.9383 | 0.59834 | 8.1252 | 1.2277 |  | 5.4925 | 5.9174 | 0.0086843
2021-03-01 | 45.6734 | 32.3048 | 3.659 | 8.8386 | 4.9211 | 0.6216 | 9.2755 | 1.2957 |  | 5.389 | 6.0023 | 0.0084711
2021-04-01 | 41.4352 | 32.4876 | 3.439 | 11.0004 | 4.3713 | 0.56304 | 7.9366 | 0.99808 |  | 5.2065 | 5.1568 | 0.0092381
2021-05-01 | 38.0927 | 32.23 | 4.069 | 10.2307 | 4.2063 | 0.52873 | 11.4176 | 0.61966 |  | 5.5016 | 5.8507 | 0.0094489
2021-06-01 | 42.143 | 44.82 | 3.713 | 7.6598 | 4.9486 | 0.54888 | 14.2033 | 0.40567 |  | 4.9334 | 7.5497 | 0.0063191
2021-07-01 | 46.8935 | 50.74 | 3.841 | 8.7157 | 5.4709 | 0.53043 | 14.1189 | 0.66672 |  | 5.0624 | 7.8841 | 0.0029472
2021-08-01 | 52.6285 | 50.817 | 3.922 | 10.2697 | 5.4434 | 0.50671 | 15.6184 | 0.28608 |  | 4.474 | 6.9968 | 0.0086002
2021-09-01 | 40.7149 | 48.12 | 4.182 | 7.7121 | 5.416 | 0.50143 | 15.8575 | 0.21609 |  | 5.1333 | 4.881 | 0.0066476
2021-10-01 | 37.6676 | 54.127 | 4.404 | 7.4991 | 5.6634 | 0.50448 | 13.2169 | 0.66308 |  | 4.8208 | 4.8837 | 0.010298
2021-11-01 | 41.7221 | 51.098 | 4.539 | 6.7035 | 5.7184 | 0.49832 | 12.628 | 0.89041 |  | 4.9549 | 2.2133 | 0.010928
2021-12-01 | 47.0757 | 41.65 | 3.57 | 7.2815 | 6.0483 | 0.47674 | 10.3101 | 1.4156 |  | 4.6193 | 3.1641 | 0.010111
2022-01-01 | 48.9413 | 34.49 | 3.619 | 7.9539 | 5.4434 | 0.52804 | 9.5399 | 1.3702 |  | 3.9646 | 2.72 | 0.0093997
2022-02-01 | 41.8122 | 23.71 | 3.874 | 9.0161 | 6.2957 |  | 8.8064 | 1.5168 |  | 4.1017 | 3.0307 | 0.010468
2022-03-01 | 37.2652 | 16.97 | 3.545 | 9.9832 | 6.3232 |  | 8.5415 | 1.4443 |  | 4.9667 | 4.214 | 0.010361
2022-04-01 | 33.224 | 9.62 | 3.401 | 10.8145 | 5.7734 |  | 7.5039 | 1.4753 |  | 5.3197 | 3.2038 | 0.010343
2022-05-01 | 32.6595 | 8.73 | 3.369 | 10.478 | 5.9108 |  | 10.5074 | 0.46336 |  | 5.0073 | 3.8838 | 0.0043101
2022-06-01 | 28.7396 | 14.67 | 3.144 | 11.0731 | 5.6634 |  | 13.1872 | 0.03791 |  | 5.3887 | 4.5885 | 0.0055266
2022-07-01 | 42.8661 | 11.71 | 2.658 | 8.9561 | 6.4332 |  | 14.2269 | 0 |  | 5.7123 | 4.5727 | 0.001301
2022-08-01 | 31.9088 | 11.9353 | 3.768 | 8.4668 | 5.196 |  | 14.9424 | 0.033908 |  | 5.6262 | 4.9822 | 0.0012491
2022-09-01 | 32.0046 | 13.45 | 4 | 8.4736 | 5.141 |  | 15.5254 | 0.0020816 |  | 4.5791 | 4.3485 | 0.0040853
2022-10-01 | 32.7876 | 12.96 | 4.874 | 6.7546 | 3.7389 |  | 15.6822 | 0.026039 |  | 4.7775 | 3.5814 | 0.00050949
2022-11-01 | 36.5634 | 11.69 | 5.445 | 7.0622 | 4.6187 |  | 16.8283 | 0.89862 |  | 4.1099 | 4.0956 | 0.0028881
2022-12-01 | 41.9578 | 13.852 | 5.329 | 8.7538 | 3.464 |  | 15.3366 | 1.2897 |  | 4.0467 | 2.712 | 0.0028847
2023-01-01 | 43.4257 | 11.72 | 4.639 | 10.0981 | 3.354 |  | 11.3547 | 1.4026 | 1.0869 | 3.2315 | 3.923 | 0
2023-02-01 | 40.081 | 9.69 | 4.307 | 10.9788 | 4.7287 |  | 10.222 | 1.5206 | 1.2027 | 4.0758 | 5.3051 | 0
2023-03-01 | 41.6968 | 9.37 | 5.095 | 13.1487 | 4.2063 |  | 13.0097 | 1.5232 | 1.6652 | 5.5477 | 4.4518 | 0
2023-04-01 | 31.5234 | 12.38 | 4.843 | 13.3861 | 4.0139 |  | 10.9275 | 1.4112 | 1.6481 | 5.3897 | 5.3324 | 0
2023-05-01 | 38.8871 | 8.8386 | 4.708 | 13.1299 | 5.4434 |  | 13.5555 | 1.5731 | 1.8864 | 6.0379 | 4.4086 | 0
2023-06-01 | 47.433 | 16.1459 | 4.865 | 12.1577 | 5.5809 |  | 15.4246 | 1.481 | 1.7578 | 6.0191 | 5.2861 | 0
2023-07-01 | 41.8471 | 11.24 | 4.708 | 8.1542 | 5.4434 |  | 15.5506 | 1.5525 | 1.8348 | 5.8114 | 5.4264 | 0
2023-08-01 | 42.0953 | 11.34 | 4.821 | 6.7353 | 6.3782 |  | 16.2197 | 1.5225 | 1.8371 | 5.9005 | 5.6275 | 0
2023-09-01 | 38.8171 | 10.93 | 5.068 | 5.4882 | 10.2271 |  | 16.811 | 1.4166 | 1.5571 | 5.7058 | 5.8205 | 0
2023-10-01 | 32.3935 | 11.59 | 5.101 | 4.3056 | 10.2821 |  | 15.3912 | 0.83451 | 1.35 | 6.4349 | 4.8042 | 0
2023-11-01 | 39.0077 | 19.59 | 5.193 | 3.2974 | 6.6531 |  | 13.6813 | 1.3087 | 1.3556 | 5.614 | 5.129 | 0
2023-12-01 | 39.3654 | 20.55 | 4.655 | 3.6238 | 9.7597 |  | 9.3264 | 1.1887 | 1.1778 | 5.2381 | 4.752 | 0
2024-01-01 | 45.2655 | 17.64 | 5.453 | 5.6524 | 8.3026 | 0.40974 | 9.1237 | 1.554 | 1.4433 | 5.2773 | 4.1352 | 0.00029133
2024-02-01 | 47.4714 | 10.9848 | 5.15 | 8.3064 | 9.0999 | 0.42915 | 10.6083 | 1.3849 | 1.5999 | 5.964 | 3.7773 | 0.004089
2024-03-01 | 43.5812 | 10.429 | 4.33 | 9.047 | 12.6739 | 0.40062 | 10.149 | 1.186 | 1.632 | 5.9846 | 4.4331 | 0.034298
2024-04-01 | 34.6374 | 9.1253 | 4.672 | 9.6821 | 14.1035 | 0.42112 | 8.565 | 1.4946 | 1.7561 | 5.9342 | 4.6401 | 0.052203
2024-05-01 | 26.4606 | 8.2891 | 4.652 | 11.6686 | 4.8111 | 0.40235 | 11.101 | 1.4954 | 1.6569 | 5.8595 | 3.5752 | 0.059521
2024-06-01 | 33.625 | 9.1257 | 4.387 | 8.9099 | 4.5087 | 0.39869 | 14.2955 | 1.3219 | 1.4626 | 6.6069 | 4.7295 | 0.055109
2024-07-01 | 28.0275 | 16.8885 | 4.261 | 7.9495 | 5.2785 | 0.39143 | 15.1592 | 1.0857 | 1.0828 | 6.4392 | 4.333 | 0.047635
2024-08-01 | 30.7171 | 21.8136 | 4.346 | 7.4993 | 6.4332 | 0.37958 | 15.0687 | 1.1516 | 0.80108 | 6.7256 | 3.9189 | 0.052536
2024-09-01 | 35.0913 | 33.0868 | 5.15 | 4.5887 | 10.557 | 0.46192 | 15.4135 | 1.1639 | 0.62566 | 6.0492 | 4.0267 | 0.05399
2024-10-01 | 38.7617 | 34.206 | 4.593 | 3.6182 | 12.7564 | 0.52012 | 15.4279 | 1.2772 | 1.3832 | 6.6344 | 4.9462 | 0.058947
2024-11-01 | 40.7637 | 25.5913 | 4.235 | 2.0515 | 7.4779 | 0.51014 | 13.4198 | 0.20009 | 1.2733 | 6.1095 | 5.8013 | 0.039664
2024-12-01 | 37.462 | 21.0724 | 4.76 | 4.4122 | 9.4573 | 0.48106 | 8.4772 | 0.34198 | 1.0171 | 5.7306 | 4.6449 | 0.042014
2025-01-01 | 49.6085 | 18.84 | 4.932 | 6.899 | 5.0861 |  | 8.2624 | 0.73707 | 1.0689 | 5.1386 | 4.7197 | 0.044402
2025-02-01 | 53.6071 | 13.0042 | 6.562 | 8.2738 | 4.1788 |  | 10.7136 | 1.8559 | 1.3736 | 5.6948 | 4.0983 | 0.053627
2025-03-01 | 41.6592 | 12.6692 | 4.163 | 8.8912 | 4.3713 |  | 10.9209 | 2.3345 | 1.669 | 5.9413 | 3.6642 | 0.054124
2025-04-01 | 32.6062 | 15.631 | 3.889 | 9.8099 | 4.8111 |  | 8.5428 | 2.4971 | 1.6007 | 6.2451 | 3.8274 | 0.055358
2025-05-01 | 32.0389 | 16.9339 | 4.18 | 8.5325 | 4.2338 |  | 9.7541 | 1.7191 | 1.7415 | 5.996 | 5.0089 | 0.054186
2025-06-01 | 31.8197 | 19.0101 | 4.015 | 9.6186 | 4.6737 |  | 11.8286 | 1.9854 | 1.3916 | 5.8908 | 4.5275 | 0.051529
2025-07-01 | 31.517 | 31.7398 | 4.383 | 10.2239 | 5.2235 |  | 14.4816 | 1.1733 | 1.58 | 6.2384 | 5.0971 | 0.054893
2025-08-01 | 34.1625 | 33.4672 | 4.219 | 8.183 | 4.6462 |  | 14.701 | 1.3724 | 1.3763 | 6.3567 | 6.7607 | 0.059515
2025-09-01 | 26.5274 | 26.7546 | 5.305 | 4.6249 | 5.141 |  | 15.0116 | 1.72 | 1.0591 | 6.468 | 7.0589 | 0.055169
2025-10-01 | 27.1825 | 37.6748 | 4.577 | 3.8863 | 4.3438 |  | 11.1208 | 1.3343 | 0.87935 | 5.8228 | 5.7929 | 0.04878
2025-11-01 | 32.6 | 40.1065 | 5.316 | 5.2012 | 4.6187 |  | 11.2906 | 1.2437 | 1.5168 | 6.5695 | 5.4532 | 0.058173
2025-12-01 | 46.229 | 26.0995 | 5.037 | 5.4601 | 3.684 |  | 14.3148 | 1.2999 | 1.2478 | 6.1162 | 3.9377 | 0.055972
2026-01-01 | 48.5705 | 28.7129 | 4.7714 | 7.9864 | 3.9589 | 0.48826 | 11.4919 | 1.3227 |  | 4.7355 | 4.6998 | 0.057245
2026-02-01 | 49.4579 | 22.0084 | 5.2675 | 7.9387 | 4.4812 | 0.47908 | 10.2608 | 0.5876 |  | 5.5788 | 5.1285 | 0.061963
2026-03-01 | 45.5287 | 28.1228 | 5.7347 | 9.0203 | 4.0139 | 0.52942 | 7.1664 | 1.2667 |  | 4.6322 | 5.6755 | 0.084516
2026-04-01 | 37.0724 | 19.1979 | 5.2718 | 8.4423 | 4.5362 |  | 10.4073 | 1.8688 |  | 5.9857 | 5.4803 | 0.095404
2026-05-01 | 32.2826 | 16.9454 | 4.6695 | 9.0343 | 5.7459 |  | 11.9736 | 2.1519 |  | 6.7589 | 5.5063 | 0.08949
2026-06-01 | 35.9717 | 21.3027 | 4.8032 | 9.3478 | 6.0208 |  | 15.0157 | 2.1633 |  | 7.3132 | 6.6567 | 0.094462
2026-07-01 | 35.2228 | 25.2042 | 5.2366 | 7.4365 | 7.3129 |  | 16.1395 | 2.3998 |  | 6.8968 | 5.4742 | 0.095371
2026-08-01 | 30.0274 | 22.7406 | 5.0317 | 3.9431 | 8.77 |  | 15.174 | 2.4834 |  | 6.9041 | 6.1842 | 0.07814
2026-09-01 | 25.3223 | 22.2297 | 4.8546 | 1.9343 | 9.9522 |  | 17.22 | 2.1153 |  | 7.0706 |  | 0.065965
2026-10-01 | 23.367 | 26.9011 | 5.0447 |  |  |  | 17.1556 | 0.75233 |  | 6.6127 |  | 0.099493

## Status
date | Argentina | Brazil | Bolivia | Chile | Colombia | Ecuador | Peru | Panama | El Salvador | Dominican Republic | Puerto Rico | Guatemala
2021-01-01 | published | published | published | estimated | published | published | published | estimated |  | published | published | estimated
2021-02-01 | published | published | published | estimated | published | published | published | estimated |  | published | published | estimated
2021-03-01 | published | published | published | estimated | published | published | published | estimated |  | published | published | estimated
2021-04-01 | published | published | published | estimated | published | published | published | estimated |  | published | published | estimated
2021-05-01 | published | published | published | estimated | published | published | published | estimated |  | published | published | estimated
2021-06-01 | published | published | published | estimated | published | published | published | estimated |  | published | published | estimated
2021-07-01 | published | published | published | estimated | published | published | published | estimated |  | published | published | estimated
2021-08-01 | published | published | published | estimated | published | published | published | estimated |  | published | published | estimated
2021-09-01 | published | published | published | estimated | published | published | published | estimated |  | published | published | estimated
2021-10-01 | published | published | published | estimated | published | published | published | estimated |  | published | published | estimated
2021-11-01 | published | published | published | estimated | published | published | published | estimated |  | published | published | estimated
2021-12-01 | published | published | published | estimated | published | published | published | estimated |  | published | published | estimated
2022-01-01 | published | published | published | estimated | published | published | published | estimated |  | published | published | estimated
2022-02-01 | published | published | published | estimated | published |  | published | estimated |  | published | published | estimated
2022-03-01 | published | published | published | estimated | published |  | published | estimated |  | published | published | estimated
2022-04-01 | published | published | published | estimated | published |  | published | estimated |  | published | published | estimated
2022-05-01 | published | published | published | estimated | published |  | published | estimated |  | published | published | estimated
2022-06-01 | published | published | published | estimated | published |  | published | estimated |  | published | published | estimated
2022-07-01 | published | published | published | estimated | published |  | published | estimated |  | published | published | estimated
2022-08-01 | published | published | published | estimated | published |  | published | estimated |  | published | published | estimated
2022-09-01 | published | published | published | estimated | published |  | published | estimated |  | published | published | estimated
2022-10-01 | published | published | published | estimated | published |  | published | estimated |  | published | published | estimated
2022-11-01 | published | published | published | estimated | published |  | published | estimated |  | published | published | estimated
2022-12-01 | published | published | published | estimated | published |  | published | estimated |  | published | published | estimated
2023-01-01 | published | published | published | estimated | published |  | published | estimated | estimated | published | published | estimated
2023-02-01 | published | published | published | estimated | published |  | published | estimated | estimated | published | published | estimated
2023-03-01 | published | published | published | estimated | published |  | published | estimated | estimated | published | published | estimated
2023-04-01 | published | published | published | estimated | published |  | published | estimated | estimated | published | published | estimated
2023-05-01 | published | published | published | estimated | published |  | published | estimated | estimated | published | published | estimated
2023-06-01 | published | published | published | estimated | published |  | published | estimated | estimated | published | published | estimated
2023-07-01 | published | published | published | estimated | published |  | published | estimated | estimated | published | published | estimated
2023-08-01 | published | published | published | estimated | published |  | published | estimated | estimated | published | published | estimated
2023-09-01 | published | published | published | estimated | published |  | published | estimated | estimated | published | published | estimated
2023-10-01 | published | published | published | estimated | published |  | published | estimated | estimated | published | published | estimated
2023-11-01 | published | published | published | estimated | published |  | published | estimated | estimated | published | published | estimated
2023-12-01 | published | published | published | estimated | published |  | published | estimated | estimated | published | published | estimated
2024-01-01 | published | published | published | estimated | published | published | published | estimated | estimated | published | published | estimated
2024-02-01 | published | published | published | estimated | published | published | published | estimated | estimated | published | published | estimated
2024-03-01 | published | published | published | estimated | published | published | published | estimated | estimated | published | published | estimated
2024-04-01 | published | published | published | estimated | published | published | published | estimated | estimated | published | published | estimated
2024-05-01 | published | published | published | estimated | published | published | published | estimated | estimated | published | published | estimated
2024-06-01 | published | published | published | estimated | published | published | published | estimated | estimated | published | published | estimated
2024-07-01 | published | published | published | estimated | published | published | published | estimated | estimated | published | published | estimated
2024-08-01 | published | published | published | estimated | published | published | published | estimated | estimated | published | published | estimated
2024-09-01 | published | published | published | estimated | published | published | published | estimated | estimated | published | published | estimated
2024-10-01 | published | published | published | estimated | published | published | published | estimated | estimated | published | published | estimated
2024-11-01 | published | published | published | estimated | published | published | published | estimated | estimated | published | published | estimated
2024-12-01 | published | published | published | estimated | published | published | published | estimated | estimated | published | published | estimated
2025-01-01 | published | published | published | estimated | published |  | published | estimated | estimated | published | published | estimated
2025-02-01 | published | published | published | estimated | published |  | published | estimated | estimated | published | published | estimated
2025-03-01 | published | published | published | estimated | published |  | published | estimated | estimated | published | published | estimated
2025-04-01 | published | published | published | estimated | published |  | published | estimated | estimated | published | published | estimated
2025-05-01 | published | published | published | estimated | published |  | published | estimated | estimated | published | published | estimated
2025-06-01 | published | published | published | estimated | published |  | published | estimated | estimated | published | published | estimated
2025-07-01 | published | estimated | published | estimated | published |  | published | estimated | estimated | published | published | estimated
2025-08-01 | published | estimated | published | estimated | published |  | published | estimated | estimated | published | published | estimated
2025-09-01 | published | estimated | published | estimated | published |  | published | estimated | estimated | published | published | estimated
2025-10-01 | published | estimated | published | estimated | published |  | published | estimated | estimated | published | published | estimated
2025-11-01 | published | estimated | published | estimated | published |  | published | estimated | estimated | published | published | estimated
2025-12-01 | published | estimated | published | estimated | published |  | published | estimated | estimated | published | published | estimated
2026-01-01 | published | estimated | estimated | estimated | published | published | published | estimated |  | published | published | estimated
2026-02-01 | published | estimated | estimated | estimated | published | published | published | estimated |  | published | published | estimated
2026-03-01 | published | estimated | estimated | estimated | published | published | published | estimated |  | published | published | estimated
2026-04-01 | published | estimated | estimated | estimated | published |  | published | estimated |  | published | published | estimated
2026-05-01 | published | estimated | estimated | estimated | published |  | published | estimated |  | published | published | estimated
2026-06-01 | published | estimated | estimated | estimated | published |  | published | estimated |  | estimated | published | estimated
2026-07-01 | estimated | estimated | estimated | estimated | published |  | published | estimated |  | estimated | published | estimated
2026-08-01 | estimated | estimated | estimated | estimated | published |  | published | estimated |  | estimated | published | estimated
2026-09-01 | estimated | estimated | estimated | estimated | published |  | published | estimated |  | estimated |  | estimated
2026-10-01 | estimated | estimated | estimated |  |  |  | estimated | estimated |  | estimated |  | estimated

## Heat rates
date | Argentina | Brazil | Bolivia | Colombia | Peru | Dominican Republic | Puerto Rico
2021-01-01 | 7.2107 | 8.482 | 8.7689 | 8.6993 | 9.0576 | 6.3991 | 9.6358
2021-02-01 | 7.447 | 8.3376 | 9.1786 | 8.906 | 8.1741 | 7.8088 | 9.3421
2021-03-01 | 7.3226 | 8.4477 | 8.905 | 8.4249 | 8.6785 | 7.8141 | 9.7319
2021-04-01 | 7.6401 | 8.4534 | 8.8581 | 8.3674 | 9.5553 | 7.9132 | 9.062
2021-05-01 | 7.6437 | 8.3859 | 8.3389 | 8.7894 | 7.9094 | 7.9775 | 9.3964
2021-06-01 | 7.3655 | 8.5522 | 8.3741 | 8.4728 | 7.8735 | 7.8771 | 9.5998
2021-07-01 | 7.6356 | 8.4282 | 8.4588 | 9.2833 | 7.4916 | 7.8705 | 9.4942
2021-08-01 | 7.5241 | 8.3378 | 8.4631 | 9.488 | 7.7074 | 7.8253 | 9.1383
2021-09-01 | 7.4115 | 8.0259 | 8.2003 | 9.3887 | 7.5511 | 7.6699 | 8.4284
2021-10-01 | 7.6471 | 7.9853 | 8.2329 | 9.7469 | 7.4638 | 7.7699 | 9.0528
2021-11-01 | 7.4793 | 8.0479 | 8.073 | 9.7988 | 7.6383 | 7.5118 | 8.6375
2021-12-01 | 7.1708 | 8.0158 | 7.8811 | 10.005 | 8.0025 | 7.4636 | 9.442
2022-01-01 | 7.2192 | 8.0543 | 8.0247 | 10.1011 | 7.1847 | 7.5056 | 8.6905
2022-02-01 | 7.1323 | 8.311 | 7.9195 | 9.6931 | 7.4825 | 7.8238 | 8.2317
2022-03-01 | 7.1521 | 8.5192 | 8.0094 | 10.1018 | 7.6255 | 7.7681 | 8.76
2022-04-01 | 7.0643 | 9.0164 | 7.7996 | 10.0407 | 7.7392 | 7.8211 | 8.1786
2022-05-01 | 7.0072 | 8.6438 | 7.5543 | 9.7534 | 7.0222 | 7.949 | 9.1452
2022-06-01 | 6.6902 | 9.0862 | 7.4671 | 9.676 | 7.0289 | 6.9327 | 8.9945
2022-07-01 | 7.4613 | 8.6896 | 5.8102 | 9.668 | 6.7985 | 7.7455 | 8.6053
2022-08-01 | 7.2234 | 8.1741 | 8.0289 | 9.3962 | 7.0135 | 7.7575 | 8.7226
2022-09-01 | 7.2441 | 8.807 | 7.8937 | 9.7083 | 6.9781 | 7.7044 | 10.4774
2022-10-01 | 7.4903 | 8.2144 | 8.0609 | 8.9147 | 7.1021 | 7.5827 | 9.0771
2022-11-01 | 7.3116 | 7.4264 | 8.3242 | 9.6816 | 7.1937 | 7.9104 | 8.891
2022-12-01 | 7.0422 | 7.8956 | 8.2052 | 8.0061 | 7.0732 | 7.7178 | 8.3504
2023-01-01 | 6.9425 | 7.6658 | 7.9775 | 7.912 | 7.0893 | 7.7916 | 8.9124
2023-02-01 | 6.9311 | 8.454 | 8.0512 | 8.3337 | 7.5033 | 7.7033 | 8.9873
2023-03-01 | 7.1612 | 8.7098 | 8.3781 | 9.0522 | 7.2755 | 7.7193 | 8.8944
2023-04-01 | 7.4184 | 8.576 | 8.5078 | 10.6957 | 7.4227 | 7.7083 | 9.5883
2023-05-01 | 7.0752 | 8.3537 | 8.0866 | 8.7945 | 7.3429 | 7.801 | 8.2177
2023-06-01 | 8.7595 | 8.0211 | 8.3798 | 9.0788 | 6.5762 | 7.9264 | 8.4523
2023-07-01 | 8.8395 | 7.98 | 8.4802 | 8.8514 | 7.0221 | 7.7332 | 8.7319
2023-08-01 | 9.1605 | 8.5437 | 8.1039 | 9.401 | 6.9052 | 7.765 | 8.6172
2023-09-01 | 9.3879 | 8.5489 | 8.0433 | 7.7782 | 6.8433 | 7.8943 | 8.6289
2023-10-01 | 9.1687 | 9.0688 | 8.0329 | 6.9484 | 6.9368 | 8.0185 | 8.998
2023-11-01 | 9.012 | 8.3272 | 8.1938 | 7.7285 | 6.9018 | 7.9202 | 9.1261
2023-12-01 | 8.9264 | 8.1062 | 8.365 | 7.3252 | 7.1584 | 7.9863 | 8.542
2024-01-01 | 7.4708 | 7.5918 | 8.2811 | 8.3623 | 7.3827 | 7.8325 | 8.0747
2024-02-01 | 7.0718 | 7.506 | 8.641 | 8.5064 | 7.4498 | 7.6953 | 8.3219
2024-03-01 | 7.3533 | 7.6792 | 8.4808 | 8.2943 | 7.4889 | 7.8247 | 8.5068
2024-04-01 | 7.3474 | 7.0912 | 8.4291 | 7.2148 | 7.4307 | 7.8743 | 8.6333
2024-05-01 | 5.9927 | 7.8373 | 8.9396 | 9.863 | 7.1702 | 7.8241 | 8.325
2024-06-01 | 6.6963 | 7.0406 | 8.4444 | 10.2561 | 6.9787 | 7.9215 | 8.9248
2024-07-01 | 6.1677 | 7.6047 | 8.4007 | 9.7494 | 7.0637 | 7.896 | 9.0941
2024-08-01 | 6.1777 | 7.6161 | 7.8696 | 9.0475 | 7.0893 | 7.9549 | 10.1759
2024-09-01 | 6.5121 | 7.5301 | 8.5229 | 7.9816 | 7.1055 | 7.9745 | 8.8563
2024-10-01 | 7.6598 | 7.4469 | 6.7348 | 7.397 | 7.1352 | 7.8525 | 9.2668
2024-11-01 | 7.5664 | 8.4165 | 6.4208 | 7.5997 | 7.1855 | 7.8678 | 9.6356
2024-12-01 | 7.3754 | 8.2622 | 7.9831 | 7.897 | 7.3367 | 7.8701 | 9.1528
2025-01-01 | 6.839 | 9.3998 | 8.5417 | 8.36 | 7.5821 | 7.9033 | 9.648
2025-02-01 | 7.0209 | 8.7061 | 10.4566 | 8.3839 | 7.5499 | 7.8814 | 9.4468
2025-03-01 | 6.8932 | 9.0862 | 8.449 | 9.5197 | 7.5125 | 7.9302 | 9.1896
2025-04-01 | 6.6779 | 9.3238 | 8.068 | 9.2469 | 7.6945 | 7.9486 | 9.1683
2025-05-01 | 6.3599 | 9.8349 | 8.0511 | 9.8004 | 7.6155 | 7.9156 | 9.4232
2025-06-01 | 6.2994 | 8.5459 | 8.1659 | 9.6604 | 7.3362 | 7.8642 | 9.3069
2025-07-01 | 6.1665 |  | 8.1562 | 9.4877 | 7.1127 | 7.934 | 9.4165
2025-08-01 | 6.4061 |  | 7.9366 | 9.6838 | 7.2013 | 7.9134 | 9.7664
2025-09-01 | 6.2963 |  | 8.2975 | 9.3401 | 7.2322 | 8.0902 | 9.9141
2025-10-01 | 7.1237 |  | 7.9445 | 9.5517 | 7.3843 | 7.9945 | 9.6766
2025-11-01 | 7.1417 |  | 7.8269 | 8.8913 | 7.444 | 7.9151 | 9.9396
2025-12-01 | 7.0472 |  | 7.857 | 8.9512 | 7.7342 | 7.6523 | 9.1972
2026-01-01 | 7.1786 |  |  | 10.3702 | 8.2245 | 7.8763 | 9.3947
2026-02-01 | 6.8612 |  |  | 11.143 | 8.0984 | 7.8422 | 9.4566
2026-03-01 | 7.0019 |  |  | 9.1284 | 6.614 | 7.279 | 9.8288
2026-04-01 | 6.7827 |  |  | 9.8551 | 7.4706 | 7.3993 | 9.7786
2026-05-01 | 6.7898 |  |  | 9.1421 | 7.3324 | 7.6909 | 9.7078
2026-06-01 | 6.4269 |  |  | 9.232 | 7.2468 |  | 9.8946
2026-07-01 |  |  |  | 8.7337 | 6.9538 |  | 9.581
2026-08-01 |  |  |  | 7.897 | 6.7137 |  | 9.7941
2026-09-01 |  |  |  | 7.2928 | 7.3746

## Detail
Country | Code | Month | Gas_generation_MWh_per_day | Published_MMBtu_per_day | Effective_heat_rate | Calibration_month | Heat_rate_flag | Estimation_heat_rate | Estimation_basis | Estimate_MMBtu_per_day | Burn_MMBtu_per_day | Status | Heat_content_MMBtu_per_mcm | Burn_mcm_per_day | Burn_Bcf_per_day
Argentina | AR | 2021-01-01 | 256610.4516 | 1850353.6044 | 7.2107 | TRUE |  | 7.447 | first 12 calibrated months (Jan/21-Dec/21) | 1910970.8691 | 1850353.6044 | published | 36905 | 50.1383 | 1.7706
Argentina | AR | 2021-02-01 | 230961.2464 | 1719975.9775 | 7.447 | TRUE |  | 7.447 | first 12 calibrated months (Jan/21-Dec/21) | 1719961.9541 | 1719975.9775 | published | 36905 | 46.6055 | 1.6459
Argentina | AR | 2021-03-01 | 230186.8774 | 1685577.5413 | 7.3226 | TRUE |  | 7.447 | first 12 calibrated months (Jan/21-Dec/21) | 1714195.2497 | 1685577.5413 | published | 36905 | 45.6734 | 1.6129
Argentina | AR | 2021-04-01 | 200149.7933 | 1529167.2862 | 7.6401 | TRUE |  | 7.447 | first 12 calibrated months (Jan/21-Dec/21) | 1490509.9231 | 1529167.2862 | published | 36905 | 41.4352 | 1.4633
Argentina | AR | 2021-05-01 | 183916.8484 | 1405811.4506 | 7.6437 | TRUE |  | 7.447 | first 12 calibrated months (Jan/21-Dec/21) | 1369623.6353 | 1405811.4506 | published | 36905 | 38.0927 | 1.3452
Argentina | AR | 2021-06-01 | 211157.6133 | 1555287.415 | 7.3655 | TRUE |  | 7.447 | first 12 calibrated months (Jan/21-Dec/21) | 1572484.8513 | 1555287.415 | published | 36905 | 42.143 | 1.4883
Argentina | AR | 2021-07-01 | 226651.0935 | 1730606.4032 | 7.6356 | TRUE |  | 7.4229 | trailing 6 calibrated months (Jan/21-Jun/21) | 1682414.1027 | 1730606.4032 | published | 36905 | 46.8935 | 1.656
Argentina | AR | 2021-08-01 | 258138.3645 | 1942253.0068 | 7.5241 | TRUE |  | 7.4542 | trailing 7 calibrated months (Jan/21-Jul/21) | 1924221.784 | 1942253.0068 | published | 36905 | 52.6285 | 1.8586
Argentina | AR | 2021-09-01 | 202737.41 | 1502584.6147 | 7.4115 | TRUE |  | 7.4643 | trailing 8 calibrated months (Jan/21-Aug/21) | 1513283.9395 | 1502584.6147 | published | 36905 | 40.7149 | 1.4378
Argentina | AR | 2021-10-01 | 181783.9645 | 1390123.2542 | 7.6471 | TRUE |  | 7.4589 | trailing 9 calibrated months (Jan/21-Sep/21) | 1355909.8222 | 1390123.2542 | published | 36905 | 37.6676 | 1.3302
Argentina | AR | 2021-11-01 | 205869.1233 | 1539755.3307 | 7.4793 | TRUE |  | 7.4746 | trailing 10 calibrated months (Jan/21-Oct/21) | 1538786.3626 | 1539755.3307 | published | 36905 | 41.7221 | 1.4734
Argentina | AR | 2021-12-01 | 242278.6258 | 1737327.8752 | 7.1708 | TRUE |  | 7.475 | trailing 11 calibrated months (Jan/21-Nov/21) | 1811030.6031 | 1737327.8752 | published | 36905 | 47.0757 | 1.6625
Argentina | AR | 2022-01-01 | 250191.4613 | 1806177.1289 | 7.2192 | TRUE |  | 7.447 | trailing 12 calibrated months (Jan/21-Dec/21) | 1863168.8273 | 1806177.1289 | published | 36905 | 48.9413 | 1.7283
Argentina | AR | 2022-02-01 | 216350.75 | 1543081.0862 | 7.1323 | TRUE |  | 7.4484 | trailing 12 calibrated months (Feb/21-Jan/22) | 1611456.9232 | 1543081.0862 | published | 36905 | 41.8122 | 1.4766
Argentina | AR | 2022-03-01 | 192290.3548 | 1375271.9679 | 7.1521 | TRUE |  | 7.4223 | trailing 12 calibrated months (Mar/21-Feb/22) | 1427230.3823 | 1375271.9679 | published | 36905 | 37.2652 | 1.316
Argentina | AR | 2022-04-01 | 173566.9633 | 1226131.72 | 7.0643 | TRUE |  | 7.411 | trailing 12 calibrated months (Apr/21-Mar/22) | 1286301.1319 | 1226131.72 | published | 36905 | 33.224 | 1.1733
Argentina | AR | 2022-05-01 | 172008.8 | 1205298.2523 | 7.0072 | TRUE |  | 7.3693 | trailing 12 calibrated months (May/21-Apr/22) | 1267587.1293 | 1205298.2523 | published | 36905 | 32.6595 | 1.1534
Argentina | AR | 2022-06-01 | 158535.1867 | 1060633.7078 | 6.6902 | TRUE |  | 7.3248 | trailing 12 calibrated months (Jun/21-May/22) | 1161238.5364 | 1060633.7078 | published | 36905 | 28.7396 | 1.0149
Argentina | AR | 2022-07-01 | 212023.4677 | 1581973.3015 | 7.4613 | TRUE |  | 7.2808 | trailing 12 calibrated months (Jul/21-Jun/22) | 1543694.7158 | 1581973.3015 | published | 36905 | 42.8661 | 1.5138
Argentina | AR | 2022-08-01 | 163024.0774 | 1177594.5021 | 7.2234 | TRUE |  | 7.2637 | trailing 12 calibrated months (Aug/21-Jul/22) | 1184155.6912 | 1177594.5021 | published | 36905 | 31.9088 | 1.1268
Argentina | AR | 2022-09-01 | 163046.0733 | 1181129.763 | 7.2441 | TRUE |  | 7.2326 | trailing 12 calibrated months (Sep/21-Aug/22) | 1179241.245 | 1181129.763 | published | 36905 | 32.0046 | 1.1302
Argentina | AR | 2022-10-01 | 161546.2516 | 1210025.6637 | 7.4903 | TRUE |  | 7.2178 | trailing 12 calibrated months (Oct/21-Sep/22) | 1166010.6789 | 1210025.6637 | published | 36905 | 32.7876 | 1.1579
Argentina | AR | 2022-11-01 | 184551.8667 | 1349371.0468 | 7.3116 | TRUE |  | 7.2031 | trailing 12 calibrated months (Nov/21-Oct/22) | 1329343.383 | 1349371.0468 | published | 36905 | 36.5634 | 1.2912
Argentina | AR | 2022-12-01 | 219881.9419 | 1548454.0376 | 7.0422 | TRUE |  | 7.187 | trailing 12 calibrated months (Dec/21-Nov/22) | 1580291.3697 | 1548454.0376 | published | 36905 | 41.9578 | 1.4817
Argentina | AR | 2023-01-01 | 230843.5968 | 1602627.0061 | 6.9425 | TRUE |  | 7.1747 | trailing 12 calibrated months (Jan/22-Dec/22) | 1656230.8971 | 1602627.0061 | published | 36905 | 43.4257 | 1.5336
Argentina | AR | 2023-02-01 | 213413.2929 | 1479189.305 | 6.9311 | TRUE |  | 7.1459 | trailing 12 calibrated months (Feb/22-Jan/23) | 1525027.3707 | 1479189.305 | published | 36905 | 40.081 | 1.4154
Argentina | AR | 2023-03-01 | 214881.7161 | 1538820.6421 | 7.1612 | TRUE |  | 7.1268 | trailing 12 calibrated months (Mar/22-Feb/23) | 1531413.7648 | 1538820.6421 | published | 36905 | 41.6968 | 1.4725
Argentina | AR | 2023-04-01 | 156822.62 | 1163369.8468 | 7.4184 | TRUE |  | 7.1279 | trailing 12 calibrated months (Apr/22-Mar/23) | 1117815.6533 | 1163369.8468 | published | 36905 | 31.5234 | 1.1132
Argentina | AR | 2023-05-01 | 202838.4323 | 1435129.4969 | 7.0752 | TRUE |  | 7.153 | trailing 12 calibrated months (May/22-Apr/23) | 1450911.9822 | 1435129.4969 | published | 36905 | 38.8871 | 1.3733
Argentina | AR | 2023-06-01 | 199841.7833 | 1750516.0952 | 8.7595 | TRUE |  | 7.1571 | trailing 12 calibrated months (Jun/22-May/23) | 1430291.9527 | 1750516.0952 | published | 36905 | 47.433 | 1.6751
Argentina | AR | 2023-07-01 | 174712.9742 | 1544368.2969 | 8.8395 | TRUE |  | 7.3269 | trailing 12 calibrated months (Jul/22-Jun/23) | 1280096.9156 | 1544368.2969 | published | 36905 | 41.8471 | 1.4778
Argentina | AR | 2023-08-01 | 169588.9516 | 1553525.4989 | 9.1605 | TRUE |  | 7.43 | trailing 12 calibrated months (Aug/22-Jul/23) | 1260048.8288 | 1553525.4989 | published | 36905 | 42.0953 | 1.4866
Argentina | AR | 2023-09-01 | 152594.78 | 1432546.3057 | 9.3879 | TRUE |  | 7.5728 | trailing 12 calibrated months (Sep/22-Aug/23) | 1155563.0965 | 1432546.3057 | published | 36905 | 38.8171 | 1.3708
Argentina | AR | 2023-10-01 | 130386.7032 | 1195480.3318 | 9.1687 | TRUE |  | 7.7176 | trailing 12 calibrated months (Oct/22-Sep/23) | 1006278.04 | 1195480.3318 | published | 36905 | 32.3935 | 1.144
Argentina | AR | 2023-11-01 | 159740.71 | 1439580.3987 | 9.012 | TRUE |  | 7.818 | trailing 12 calibrated months (Nov/22-Oct/23) | 1248859.5372 | 1439580.3987 | published | 36905 | 39.0077 | 1.3775
Argentina | AR | 2023-12-01 | 162751.0484 | 1452780.8013 | 8.9264 | TRUE |  | 7.9457 | trailing 12 calibrated months (Dec/22-Nov/23) | 1293176.4512 | 1452780.8013 | published | 36905 | 39.3654 | 1.3902
Argentina | AR | 2024-01-01 | 223606.1806 | 1670525.0632 | 7.4708 | TRUE |  | 8.111 | trailing 12 calibrated months (Jan/23-Dec/23) | 1813660.132 | 1670525.0632 | published | 36905 | 45.2655 | 1.5985
Argentina | AR | 2024-02-01 | 247734.3069 | 1751932.526 | 7.0718 | TRUE |  | 8.1695 | trailing 12 calibrated months (Feb/23-Jan/24) | 2023874.4379 | 1751932.526 | published | 36905 | 47.4714 | 1.6764
Argentina | AR | 2024-03-01 | 218727.7 | 1608363.9479 | 7.3533 | TRUE |  | 8.1661 | trailing 12 calibrated months (Mar/23-Feb/24) | 1786142.4146 | 1608363.9479 | published | 36905 | 43.5812 | 1.5391
Argentina | AR | 2024-04-01 | 173980.0067 | 1278292.0168 | 7.3474 | TRUE |  | 8.1834 | trailing 12 calibrated months (Apr/23-Mar/24) | 1423747.1159 | 1278292.0168 | published | 36905 | 34.6374 | 1.2232
Argentina | AR | 2024-05-01 | 162952.3452 | 976528.9192 | 5.9927 | TRUE |  | 8.1719 | trailing 12 calibrated months (May/23-Apr/24) | 1331629.9163 | 976528.9192 | published | 36905 | 26.4606 | 0.93445
Argentina | AR | 2024-06-01 | 185316.2567 | 1240929.3948 | 6.6963 | TRUE |  | 8.111 | trailing 12 calibrated months (Jun/23-May/24) | 1503091.2811 | 1240929.3948 | published | 36905 | 33.625 | 1.1875
Argentina | AR | 2024-07-01 | 167703.8903 | 1034353.1018 | 6.1677 | TRUE |  | 7.9298 | trailing 12 calibrated months (Jul/23-Jun/24) | 1329850.293 | 1034353.1018 | published | 36905 | 28.0275 | 0.98978
Argentina | AR | 2024-08-01 | 183501.6484 | 1133614.4565 | 6.1777 | TRUE |  | 7.7189 | trailing 12 calibrated months (Aug/23-Jul/24) | 1416428.2398 | 1133614.4565 | published | 36905 | 30.7171 | 1.0848
Argentina | AR | 2024-09-01 | 198866 | 1295044.4265 | 6.5121 | TRUE |  | 7.4758 | trailing 12 calibrated months (Sep/23-Aug/24) | 1486677.8708 | 1295044.4265 | published | 36905 | 35.0913 | 1.2392
Argentina | AR | 2024-10-01 | 186754.3419 | 1430500.8956 | 7.6598 | TRUE |  | 7.2576 | trailing 12 calibrated months (Oct/23-Sep/24) | 1355380.3102 | 1430500.8956 | published | 36905 | 38.7617 | 1.3689
Argentina | AR | 2024-11-01 | 198824.0967 | 1504384.3485 | 7.5664 | TRUE |  | 7.1809 | trailing 12 calibrated months (Nov/23-Oct/24) | 1427741.7528 | 1504384.3485 | published | 36905 | 40.7637 | 1.4396
Argentina | AR | 2024-12-01 | 187453.2355 | 1382535.11 | 7.3754 | TRUE |  | 7.0875 | trailing 12 calibrated months (Dec/23-Nov/24) | 1328577.8354 | 1382535.11 | published | 36905 | 37.462 | 1.323
Argentina | AR | 2025-01-01 | 267698.9613 | 1830799.9068 | 6.839 | TRUE |  | 6.9825 | trailing 12 calibrated months (Jan/24-Dec/24) | 1869200.4314 | 1830799.9068 | published | 36905 | 49.6085 | 1.7519
Argentina | AR | 2025-02-01 | 281785.0964 | 1978371.6071 | 7.0209 | TRUE |  | 6.9204 | trailing 12 calibrated months (Feb/24-Jan/25) | 1950077.2745 | 1978371.6071 | published | 36905 | 53.6071 | 1.8931
Argentina | AR | 2025-03-01 | 223034.6871 | 1537433.7284 | 6.8932 | TRUE |  | 6.9166 | trailing 12 calibrated months (Mar/24-Feb/25) | 1542647.6569 | 1537433.7284 | published | 36905 | 41.6592 | 1.4712
Argentina | AR | 2025-04-01 | 180195.1967 | 1203331.811 | 6.6779 | TRUE |  | 6.875 | trailing 12 calibrated months (Apr/24-Mar/25) | 1238836.594 | 1203331.811 | published | 36905 | 32.6062 | 1.1515
Argentina | AR | 2025-05-01 | 185913.6387 | 1182396.914 | 6.3599 | TRUE |  | 6.8264 | trailing 12 calibrated months (May/24-Apr/25) | 1269124.5984 | 1182396.914 | published | 36905 | 32.0389 | 1.1314
Argentina | AR | 2025-06-01 | 186416.75 | 1174304.7983 | 6.2994 | TRUE |  | 6.8465 | trailing 12 calibrated months (Jun/24-May/25) | 1276301.3705 | 1174304.7983 | published | 36905 | 31.8197 | 1.1237
Argentina | AR | 2025-07-01 | 188620.5452 | 1163136.0755 | 6.1665 | TRUE |  | 6.8162 | trailing 12 calibrated months (Jul/24-Jun/25) | 1285675.9626 | 1163136.0755 | published | 36905 | 31.517 | 1.113
Argentina | AR | 2025-08-01 | 196807.2677 | 1260765.2768 | 6.4061 | TRUE |  | 6.8106 | trailing 12 calibrated months (Aug/24-Jul/25) | 1340379.2007 | 1260765.2768 | published | 36905 | 34.1625 | 1.2064
Argentina | AR | 2025-09-01 | 155486.9233 | 978992.4668 | 6.2963 | TRUE |  | 6.8253 | trailing 12 calibrated months (Sep/24-Aug/25) | 1061250.2962 | 978992.4668 | published | 36905 | 26.5274 | 0.93681
Argentina | AR | 2025-10-01 | 140821.5161 | 1003168.3768 | 7.1237 | TRUE |  | 6.8171 | trailing 12 calibrated months (Oct/24-Sep/25) | 960000.6603 | 1003168.3768 | published | 36905 | 27.1825 | 0.95994
Argentina | AR | 2025-11-01 | 168460.98 | 1203103 | 7.1417 | TRUE |  | 6.7694 | trailing 12 calibrated months (Nov/24-Oct/25) | 1140383.5715 | 1203103 | published | 36905 | 32.6 | 1.1513
Argentina | AR | 2025-12-01 | 242092.7581 | 1706080.0545 | 7.0472 | TRUE |  | 6.7289 | trailing 12 calibrated months (Dec/24-Nov/25) | 1629018.1693 | 1706080.0545 | published | 36905 | 46.229 | 1.6326
Argentina | AR | 2026-01-01 | 249700.2194 | 1792492.5168 | 7.1786 | TRUE |  | 6.7106 | trailing 12 calibrated months (Jan/25-Dec/25) | 1675650.721 | 1792492.5168 | published | 36905 | 48.5705 | 1.7153
Argentina | AR | 2026-02-01 | 266022.3321 | 1825244.8539 | 6.8612 | TRUE |  | 6.745 | trailing 12 calibrated months (Feb/25-Jan/26) | 1794327.0773 | 1825244.8539 | published | 36905 | 49.4579 | 1.7466
Argentina | AR | 2026-03-01 | 239969.0548 | 1680235.8402 | 7.0019 | TRUE |  | 6.7254 | trailing 12 calibrated months (Mar/25-Feb/26) | 1613884.7873 | 1680235.8402 | published | 36905 | 45.5287 | 1.6078
Argentina | AR | 2026-04-01 | 201711.9933 | 1368155.6918 | 6.7827 | TRUE |  | 6.7374 | trailing 12 calibrated months (Apr/25-Mar/26) | 1359020.6773 | 1368155.6918 | published | 36905 | 37.0724 | 1.3092
Argentina | AR | 2026-05-01 | 175467.1097 | 1191391.0197 | 6.7898 | TRUE |  | 6.7456 | trailing 12 calibrated months (May/25-Apr/26) | 1183636.0725 | 1191391.0197 | published | 36905 | 32.2826 | 1.1401
Argentina | AR | 2026-06-01 | 206558.2567 | 1327534.3583 | 6.4269 | TRUE |  | 6.7786 | trailing 12 calibrated months (Jun/25-May/26) | 1400171.6077 | 1327534.3583 | published | 36905 | 35.9717 | 1.2703
Argentina | AR | 2026-07-01 | 191571.2194 |  |  | FALSE |  | 6.7854 | trailing 12 calibrated months (Jul/25-Jun/26) | 1299896.311 | 1299896.311 | estimated | 36905 | 35.2228 | 1.2439
Argentina | AR | 2026-08-01 | 163314.1581 |  |  | FALSE |  | 6.7854 | trailing 12 calibrated months (Jul/25-Jun/26) | 1108159.5258 | 1108159.5258 | estimated | 36905 | 30.0274 | 1.0604
Argentina | AR | 2026-09-01 | 137723.8867 |  |  | FALSE |  | 6.7854 | trailing 12 calibrated months (Jul/25-Jun/26) | 934518.1015 | 934518.1015 | estimated | 36905 | 25.3223 | 0.89425
Argentina | AR | 2026-10-01 | 127089.3115 |  |  | FALSE |  | 6.7854 | trailing 12 calibrated months (Jul/25-Jun/26) | 862357.7581 | 862357.7581 | estimated | 36905 | 23.367 | 0.8252
Brazil | BR | 2021-01-01 | 189346.7903 | 1606036.8728 | 8.482 | TRUE |  | 8.2685 | first 12 calibrated months (Jan/21-Dec/21) | 1565619.8029 | 1606036.8728 | published | 36374 | 44.1534 | 1.5593
Brazil | BR | 2021-02-01 | 137047.6536 | 1142652.4176 | 8.3376 | TRUE |  | 8.2685 | first 12 calibrated months (Jan/21-Dec/21) | 1133182.7701 | 1142652.4176 | published | 36374 | 31.414 | 1.1094
Brazil | BR | 2021-03-01 | 139097.8677 | 1175055.3853 | 8.4477 | TRUE |  | 8.2685 | first 12 calibrated months (Jan/21-Dec/21) | 1150135.0295 | 1175055.3853 | published | 36374 | 32.3048 | 1.1408
Brazil | BR | 2021-04-01 | 139789.98 | 1181702.9397 | 8.4534 | TRUE |  | 8.2685 | first 12 calibrated months (Jan/21-Dec/21) | 1155857.7812 | 1181702.9397 | published | 36374 | 32.4876 | 1.1473
Brazil | BR | 2021-05-01 | 139797.4323 | 1172334.02 | 8.3859 | TRUE |  | 8.2685 | first 12 calibrated months (Jan/21-Dec/21) | 1155919.4004 | 1172334.02 | published | 36374 | 32.23 | 1.1382
Brazil | BR | 2021-06-01 | 190627.1867 | 1630282.68 | 8.5522 | TRUE |  | 8.2685 | first 12 calibrated months (Jan/21-Dec/21) | 1576206.7997 | 1630282.68 | published | 36374 | 44.82 | 1.5828
Brazil | BR | 2021-07-01 | 218981.4387 | 1845616.76 | 8.4282 | TRUE |  | 8.4514 | trailing 6 calibrated months (Jan/21-Jun/21) | 1850706.9699 | 1845616.76 | published | 36374 | 50.74 | 1.7919
Brazil | BR | 2021-08-01 | 221691.9226 | 1848417.5955 | 8.3378 | TRUE |  | 8.447 | trailing 7 calibrated months (Jan/21-Jul/21) | 1872637.1589 | 1848417.5955 | published | 36374 | 50.817 | 1.7946
Brazil | BR | 2021-09-01 | 218083.1233 | 1750316.88 | 8.0259 | TRUE |  | 8.4294 | trailing 8 calibrated months (Jan/21-Aug/21) | 1838316.0287 | 1750316.88 | published | 36374 | 48.12 | 1.6993
Brazil | BR | 2021-10-01 | 246554.5065 | 1968815.498 | 7.9853 | TRUE |  | 8.3742 | trailing 9 calibrated months (Jan/21-Sep/21) | 2064706.0547 | 1968815.498 | published | 36374 | 54.127 | 1.9115
Brazil | BR | 2021-11-01 | 230946.41 | 1858638.652 | 8.0479 | TRUE |  | 8.3222 | trailing 10 calibrated months (Jan/21-Oct/21) | 1921971.1576 | 1858638.652 | published | 36374 | 51.098 | 1.8045
Brazil | BR | 2021-12-01 | 188999.1935 | 1514977.1 | 8.0158 | TRUE |  | 8.2916 | trailing 11 calibrated months (Jan/21-Nov/21) | 1567103.0145 | 1514977.1 | published | 36374 | 41.65 | 1.4709
Brazil | BR | 2022-01-01 | 155760.1387 | 1254539.26 | 8.0543 | TRUE |  | 8.2685 | trailing 12 calibrated months (Jan/21-Dec/21) | 1287907.5333 | 1254539.26 | published | 36374 | 34.49 | 1.218
Brazil | BR | 2022-02-01 | 103769.7571 | 862427.54 | 8.311 | TRUE |  | 8.2354 | trailing 12 calibrated months (Feb/21-Jan/22) | 854585.9168 | 862427.54 | published | 36374 | 23.71 | 0.83731
Brazil | BR | 2022-03-01 | 72455.8903 | 617266.78 | 8.5192 | TRUE |  | 8.2326 | trailing 12 calibrated months (Mar/21-Feb/22) | 596499.8751 | 617266.78 | published | 36374 | 16.97 | 0.59929
Brazil | BR | 2022-04-01 | 38809.1833 | 349917.88 | 9.0164 | TRUE |  | 8.2283 | trailing 12 calibrated months (Apr/21-Mar/22) | 319333.2646 | 349917.88 | published | 36374 | 9.62 | 0.33973
Brazil | BR | 2022-05-01 | 36736.6355 | 317545.02 | 8.6438 | TRUE |  | 8.2279 | trailing 12 calibrated months (May/21-Apr/22) | 302263.6819 | 317545.02 | published | 36374 | 8.73 | 0.3083
Brazil | BR | 2022-06-01 | 58727.0233 | 533606.58 | 9.0862 | TRUE |  | 8.2243 | trailing 12 calibrated months (Jun/21-May/22) | 482989.1613 | 533606.58 | published | 36374 | 14.67 | 0.51807
Brazil | BR | 2022-07-01 | 49017.0355 | 425939.54 | 8.6896 | TRUE |  | 8.2177 | trailing 12 calibrated months (Jul/21-Jun/22) | 402805.949 | 425939.54 | published | 36374 | 11.71 | 0.41354
Brazil | BR | 2022-08-01 | 53111.0806 | 434133.3869 | 8.1741 | TRUE |  | 8.2035 | trailing 12 calibrated months (Aug/21-Jul/22) | 435697.2799 | 434133.3869 | published | 36374 | 11.9353 | 0.42149
Brazil | BR | 2022-09-01 | 55550.3967 | 489230.3 | 8.807 | TRUE |  | 8.1819 | trailing 12 calibrated months (Sep/21-Aug/22) | 454510.4306 | 489230.3 | published | 36374 | 13.45 | 0.47498
Brazil | BR | 2022-10-01 | 57387.6452 | 471407.04 | 8.2144 | TRUE |  | 8.2352 | trailing 12 calibrated months (Oct/21-Sep/22) | 472600.0112 | 471407.04 | published | 36374 | 12.96 | 0.45768
Brazil | BR | 2022-11-01 | 57256.63 | 425212.06 | 7.4264 | TRUE |  | 8.2901 | trailing 12 calibrated months (Nov/21-Oct/22) | 474662.5343 | 425212.06 | published | 36374 | 11.69 | 0.41283
Brazil | BR | 2022-12-01 | 63814.5484 | 503852.9105 | 7.8956 | TRUE |  | 8.2971 | trailing 12 calibrated months (Dec/21-Nov/22) | 529473.86 | 503852.9105 | published | 36374 | 13.852 | 0.48918
Brazil | BR | 2023-01-01 | 55610.7129 | 426303.28 | 7.6658 | TRUE |  | 8.3314 | trailing 12 calibrated months (Jan/22-Dec/22) | 463314.8549 | 426303.28 | published | 36374 | 11.72 | 0.41389
Brazil | BR | 2023-02-01 | 41691.8107 | 352464.06 | 8.454 | TRUE |  | 8.3402 | trailing 12 calibrated months (Feb/22-Jan/23) | 347716.0054 | 352464.06 | published | 36374 | 9.69 | 0.3422
Brazil | BR | 2023-03-01 | 39131.1387 | 340824.38 | 8.7098 | TRUE |  | 8.3523 | trailing 12 calibrated months (Mar/22-Feb/23) | 326834.9305 | 340824.38 | published | 36374 | 9.37 | 0.3309
Brazil | BR | 2023-04-01 | 52508.26 | 450310.12 | 8.576 | TRUE |  | 8.3554 | trailing 12 calibrated months (Apr/22-Mar/23) | 438728.6759 | 450310.12 | published | 36374 | 12.38 | 0.4372
Brazil | BR | 2023-05-01 | 38485.2871 | 321494.9231 | 8.3537 | TRUE |  | 8.3327 | trailing 12 calibrated months (May/22-Apr/23) | 320688.2563 | 321494.9231 | published | 36374 | 8.8386 | 0.31213
Brazil | BR | 2023-06-01 | 73218.5567 | 587290.2962 | 8.0211 | TRUE |  | 8.3157 | trailing 12 calibrated months (Jun/22-May/23) | 608862.2079 | 587290.2962 | published | 36374 | 16.1459 | 0.57019
Brazil | BR | 2023-07-01 | 51233.6129 | 408843.76 | 7.98 | TRUE |  | 8.2107 | trailing 12 calibrated months (Jul/22-Jun/23) | 420666.0201 | 408843.76 | published | 36374 | 11.24 | 0.39694
Brazil | BR | 2023-08-01 | 48279.0613 | 412481.16 | 8.5437 | TRUE |  | 8.1555 | trailing 12 calibrated months (Aug/22-Jul/23) | 393740.234 | 412481.16 | published | 36374 | 11.34 | 0.40047
Brazil | BR | 2023-09-01 | 46504.96 | 397567.82 | 8.5489 | TRUE |  | 8.1835 | trailing 12 calibrated months (Sep/22-Aug/23) | 380573.5778 | 397567.82 | published | 36374 | 10.93 | 0.38599
Brazil | BR | 2023-10-01 | 46486.1903 | 421574.66 | 9.0688 | TRUE |  | 8.1553 | trailing 12 calibrated months (Oct/22-Sep/23) | 379108.273 | 421574.66 | published | 36374 | 11.59 | 0.4093
Brazil | BR | 2023-11-01 | 85570.9067 | 712566.66 | 8.3272 | TRUE |  | 8.2189 | trailing 12 calibrated months (Nov/22-Oct/23) | 703298.7738 | 712566.66 | published | 36374 | 19.59 | 0.69181
Brazil | BR | 2023-12-01 | 92212.0581 | 747485.7 | 8.1062 | TRUE |  | 8.3039 | trailing 12 calibrated months (Dec/22-Nov/23) | 765723.6217 | 747485.7 | published | 36374 | 20.55 | 0.72572
Brazil | BR | 2024-01-01 | 84517.0419 | 641637.36 | 7.5918 | TRUE |  | 8.3156 | trailing 12 calibrated months (Jan/23-Dec/23) | 702809.9217 | 641637.36 | published | 36374 | 17.64 | 0.62295
Brazil | BR | 2024-02-01 | 53232.0793 | 399559.7944 | 7.506 | TRUE |  | 8.2798 | trailing 12 calibrated months (Feb/23-Jan/24) | 440752.104 | 399559.7944 | published | 36374 | 10.9848 | 0.38792
Brazil | BR | 2024-03-01 | 49399.1839 | 379344.5088 | 7.6792 | TRUE |  | 8.2117 | trailing 12 calibrated months (Mar/23-Feb/24) | 405651.5867 | 379344.5088 | published | 36374 | 10.429 | 0.3683
Brazil | BR | 2024-04-01 | 46807.4533 | 331923.3051 | 7.0912 | TRUE |  | 8.1482 | trailing 12 calibrated months (Apr/23-Mar/24) | 381398.506 | 331923.3051 | published | 36374 | 9.1253 | 0.32226
Brazil | BR | 2024-05-01 | 38470.8161 | 301509.1781 | 7.8373 | TRUE |  | 8.0478 | trailing 12 calibrated months (May/23-Apr/24) | 309604.1755 | 301509.1781 | published | 36374 | 8.2891 | 0.29273
Brazil | BR | 2024-06-01 | 47146.5867 | 331939.2795 | 7.0406 | TRUE |  | 8.02 | trailing 12 calibrated months (Jun/23-May/24) | 378116.2968 | 331939.2795 | published | 36374 | 9.1257 | 0.32227
Brazil | BR | 2024-07-01 | 80779.4032 | 614301.5299 | 7.6047 | TRUE |  | 7.953 | trailing 12 calibrated months (Jul/23-Jun/24) | 642435.9006 | 614301.5299 | published | 36374 | 16.8885 | 0.59641
Brazil | BR | 2024-08-01 | 104180.5645 | 793446.5952 | 7.6161 | TRUE |  | 7.9119 | trailing 12 calibrated months (Aug/23-Jul/24) | 824269.7817 | 793446.5952 | published | 36374 | 21.8136 | 0.77034
Brazil | BR | 2024-09-01 | 159824.65 | 1203498.5053 | 7.5301 | TRUE |  | 7.8328 | trailing 12 calibrated months (Sep/23-Aug/24) | 1251880.6636 | 1203498.5053 | published | 36374 | 33.0868 | 1.1684
Brazil | BR | 2024-10-01 | 167077.071 | 1244209.2941 | 7.4469 | TRUE |  | 7.7409 | trailing 12 calibrated months (Oct/23-Sep/24) | 1293329.6893 | 1244209.2941 | published | 36374 | 34.206 | 1.208
Brazil | BR | 2024-11-01 | 110599.68 | 930859.1696 | 8.4165 | TRUE |  | 7.6311 | trailing 12 calibrated months (Nov/23-Oct/24) | 843994.9873 | 930859.1696 | published | 36374 | 25.5913 | 0.90375
Brazil | BR | 2024-12-01 | 92770.4258 | 766487.7489 | 8.2622 | TRUE |  | 7.6575 | trailing 12 calibrated months (Dec/23-Nov/24) | 710386.9319 | 766487.7489 | published | 36374 | 21.0724 | 0.74417
Brazil | BR | 2025-01-01 | 72904.1774 | 685286.16 | 9.3998 | TRUE |  | 7.6717 | trailing 12 calibrated months (Jan/24-Dec/24) | 559299.1956 | 685286.16 | published | 36374 | 18.84 | 0.66533
Brazil | BR | 2025-02-01 | 54331.0679 | 473013.4355 | 8.7061 | TRUE |  | 7.8014 | trailing 12 calibrated months (Feb/24-Jan/25) | 423860.2135 | 473013.4355 | published | 36374 | 13.0042 | 0.45924
Brazil | BR | 2025-03-01 | 50717.0613 | 460827.8949 | 9.0862 | TRUE |  | 7.8648 | trailing 12 calibrated months (Mar/24-Feb/25) | 398878.2674 | 460827.8949 | published | 36374 | 12.6692 | 0.44741
Brazil | BR | 2025-04-01 | 60979.76 | 568562.3822 | 9.3238 | TRUE |  | 7.9341 | trailing 12 calibrated months (Apr/24-Mar/25) | 483820.5881 | 568562.3822 | published | 36374 | 15.631 | 0.552
Brazil | BR | 2025-05-01 | 62629.5968 | 615955.1191 | 9.8349 | TRUE |  | 8.0536 | trailing 12 calibrated months (May/24-Apr/25) | 504391.2381 | 615955.1191 | published | 36374 | 16.9339 | 0.59802
Brazil | BR | 2025-06-01 | 80912.72 | 691473.2463 | 8.5459 | TRUE |  | 8.1662 | trailing 12 calibrated months (Jun/24-May/25) | 660752.4902 | 691473.2463 | published | 36374 | 19.0101 | 0.67134
Brazil | BR | 2025-07-01 | 140066.129 |  |  | FALSE |  | 8.2426 | trailing 12 calibrated months (Jul/24-Jun/25) | 1154505.0098 | 1154505.0098 | estimated | 36374 | 31.7398 | 1.1209
Brazil | BR | 2025-08-01 | 147688.8548 |  |  | FALSE |  | 8.2426 | trailing 12 calibrated months (Jul/24-Jun/25) | 1217335.8683 | 1217335.8683 | estimated | 36374 | 33.4672 | 1.1819
Brazil | BR | 2025-09-01 | 118066.7367 |  |  | FALSE |  | 8.2426 | trailing 12 calibrated months (Jul/24-Jun/25) | 973173.4568 | 973173.4568 | estimated | 36374 | 26.7546 | 0.94483
Brazil | BR | 2025-10-01 | 166256.8968 |  |  | FALSE |  | 8.2426 | trailing 12 calibrated months (Jul/24-Jun/25) | 1370384.2718 | 1370384.2718 | estimated | 36374 | 37.6748 | 1.3305
Brazil | BR | 2025-11-01 | 176987.8 |  |  | FALSE |  | 8.2426 | trailing 12 calibrated months (Jul/24-Jun/25) | 1458834.5033 | 1458834.5033 | estimated | 36374 | 40.1065 | 1.4163
Brazil | BR | 2025-12-01 | 115175.6839 |  |  | FALSE |  | 8.2426 | trailing 12 calibrated months (Jul/24-Jun/25) | 949343.7489 | 949343.7489 | estimated | 36374 | 26.0995 | 0.9217
Brazil | BR | 2026-01-01 | 126708.4 |  |  | FALSE |  | 8.2426 | trailing 12 calibrated months (Jul/24-Jun/25) | 1044402.9802 | 1044402.9802 | estimated | 36374 | 28.7129 | 1.014
Brazil | BR | 2026-02-01 | 97121.9607 |  |  | FALSE |  | 8.2426 | trailing 12 calibrated months (Jul/24-Jun/25) | 800534.6545 | 800534.6545 | estimated | 36374 | 22.0084 | 0.77722
Brazil | BR | 2026-03-01 | 124104.5323 |  |  | FALSE |  | 8.2426 | trailing 12 calibrated months (Jul/24-Jun/25) | 1022940.4155 | 1022940.4155 | estimated | 36374 | 28.1228 | 0.99315
Brazil | BR | 2026-04-01 | 84719.4067 |  |  | FALSE |  | 8.2426 | trailing 12 calibrated months (Jul/24-Jun/25) | 698305.7224 | 698305.7224 | estimated | 36374 | 19.1979 | 0.67797
Brazil | BR | 2026-05-01 | 74779.1774 |  |  | FALSE |  | 8.2426 | trailing 12 calibrated months (Jul/24-Jun/25) | 616372.6774 | 616372.6774 | estimated | 36374 | 16.9454 | 0.59842
Brazil | BR | 2026-06-01 | 94007.4367 |  |  | FALSE |  | 8.2426 | trailing 12 calibrated months (Jul/24-Jun/25) | 774862.9689 | 774862.9689 | estimated | 36374 | 21.3027 | 0.7523
Brazil | BR | 2026-07-01 | 111224.7548 |  |  | FALSE |  | 8.2426 | trailing 12 calibrated months (Jul/24-Jun/25) | 916777.936 | 916777.936 | estimated | 36374 | 25.2042 | 0.89008
Brazil | BR | 2026-08-01 | 100353.0194 |  |  | FALSE |  | 8.2426 | trailing 12 calibrated months (Jul/24-Jun/25) | 827166.8846 | 827166.8846 | estimated | 36374 | 22.7406 | 0.80308
Brazil | BR | 2026-09-01 | 98098.6233 |  |  | FALSE |  | 8.2426 | trailing 12 calibrated months (Jul/24-Jun/25) | 808584.8654 | 808584.8654 | estimated | 36374 | 22.2297 | 0.78504
Brazil | BR | 2026-10-01 | 118712.8192 |  |  | FALSE |  | 8.2426 | trailing 12 calibrated months (Jul/24-Jun/25) | 978498.8382 | 978498.8382 | estimated | 36374 | 26.9011 | 0.95
Bolivia | BO | 2021-01-01 | 13248.9839 | 116178.556 | 8.7689 | TRUE |  | 8.4406 | first 12 calibrated months (Jan/21-Dec/21) | 111829.1131 | 116178.556 | published | 36374 | 3.194 | 0.1128
Bolivia | BO | 2021-02-01 | 13882.15 | 127418.122 | 9.1786 | TRUE |  | 8.4406 | first 12 calibrated months (Jan/21-Dec/21) | 117173.4027 | 127418.122 | published | 36374 | 3.503 | 0.12371
Bolivia | BO | 2021-03-01 | 14945.8032 | 133092.466 | 8.905 | TRUE |  | 8.4406 | first 12 calibrated months (Jan/21-Dec/21) | 126151.2532 | 133092.466 | published | 36374 | 3.659 | 0.12922
Bolivia | BO | 2021-04-01 | 14121.55 | 125090.186 | 8.8581 | TRUE |  | 8.4406 | first 12 calibrated months (Jan/21-Dec/21) | 119194.0776 | 125090.186 | published | 36374 | 3.439 | 0.12145
Bolivia | BO | 2021-05-01 | 17748.9452 | 148005.806 | 8.3389 | TRUE |  | 8.4406 | first 12 calibrated months (Jan/21-Dec/21) | 149811.398 | 148005.806 | published | 36374 | 4.069 | 0.1437
Bolivia | BO | 2021-06-01 | 16127.97 | 135056.662 | 8.3741 | TRUE |  | 8.4406 | first 12 calibrated months (Jan/21-Dec/21) | 136129.4268 | 135056.662 | published | 36374 | 3.713 | 0.13112
Bolivia | BO | 2021-07-01 | 16516.9 | 139712.534 | 8.4588 | TRUE |  | 8.7132 | trailing 6 calibrated months (Jan/21-Jun/21) | 143914.4669 | 139712.534 | published | 36374 | 3.841 | 0.13564
Bolivia | BO | 2021-08-01 | 16856.5645 | 142658.828 | 8.4631 | TRUE |  | 8.6737 | trailing 7 calibrated months (Jan/21-Jul/21) | 146209.5237 | 142658.828 | published | 36374 | 3.922 | 0.1385
Bolivia | BO | 2021-09-01 | 18550.1267 | 152116.068 | 8.2003 | TRUE |  | 8.645 | trailing 8 calibrated months (Jan/21-Aug/21) | 160365.5004 | 152116.068 | published | 36374 | 4.182 | 0.14769
Bolivia | BO | 2021-10-01 | 19457.4097 | 160191.096 | 8.2329 | TRUE |  | 8.5869 | trailing 9 calibrated months (Jan/21-Sep/21) | 167078.5669 | 160191.096 | published | 36374 | 4.404 | 0.15553
Bolivia | BO | 2021-11-01 | 20450.96 | 165101.586 | 8.073 | TRUE |  | 8.5442 | trailing 10 calibrated months (Jan/21-Oct/21) | 174737.6655 | 165101.586 | published | 36374 | 4.539 | 0.16029
Bolivia | BO | 2021-12-01 | 16476.7548 | 129855.18 | 7.8811 | TRUE |  | 8.4913 | trailing 11 calibrated months (Jan/21-Nov/21) | 139908.3363 | 129855.18 | published | 36374 | 3.57 | 0.12607
Bolivia | BO | 2022-01-01 | 16404.0129 | 131637.506 | 8.0247 | TRUE |  | 8.4406 | trailing 12 calibrated months (Jan/21-Dec/21) | 138459.3892 | 131637.506 | published | 36374 | 3.619 | 0.1278
Bolivia | BO | 2022-02-01 | 17793.0929 | 140912.876 | 7.9195 | TRUE |  | 8.3852 | trailing 12 calibrated months (Feb/21-Jan/22) | 149197.758 | 140912.876 | published | 36374 | 3.874 | 0.13681
Bolivia | BO | 2022-03-01 | 16099.2742 | 128945.83 | 8.0094 | TRUE |  | 8.2912 | trailing 12 calibrated months (Mar/21-Feb/22) | 133482.538 | 128945.83 | published | 36374 | 3.545 | 0.12519
Bolivia | BO | 2022-04-01 | 15860.8667 | 123707.974 | 7.7996 | TRUE |  | 8.2249 | trailing 12 calibrated months (Apr/21-Mar/22) | 130453.3153 | 123707.974 | published | 36374 | 3.401 | 0.12011
Bolivia | BO | 2022-05-01 | 16221.771 | 122544.006 | 7.5543 | TRUE |  | 8.1496 | trailing 12 calibrated months (May/21-Apr/22) | 132200.2308 | 122544.006 | published | 36374 | 3.369 | 0.11898
Bolivia | BO | 2022-06-01 | 15315.1467 | 114359.856 | 7.4671 | TRUE |  | 8.0866 | trailing 12 calibrated months (Jun/21-May/22) | 123847.782 | 114359.856 | published | 36374 | 3.144 | 0.11103
Bolivia | BO | 2022-07-01 | 16639.9968 | 96682.092 | 5.8102 | TRUE |  | 8.0181 | trailing 12 calibrated months (Jul/21-Jun/22) | 133420.4835 | 96682.092 | published | 36374 | 2.658 | 0.093866
Bolivia | BO | 2022-08-01 | 17070.5742 | 137057.232 | 8.0289 | TRUE |  | 7.8045 | trailing 12 calibrated months (Aug/21-Jul/22) | 133227.5209 | 137057.232 | published | 36374 | 3.768 | 0.13307
Bolivia | BO | 2022-09-01 | 18431.8467 | 145496 | 7.8937 | TRUE |  | 7.7693 | trailing 12 calibrated months (Sep/21-Aug/22) | 143202.0144 | 145496 | published | 36374 | 4 | 0.14126
Bolivia | BO | 2022-10-01 | 21993.471 | 177286.876 | 8.0609 | TRUE |  | 7.7416 | trailing 12 calibrated months (Oct/21-Sep/22) | 170265.2171 | 177286.876 | published | 36374 | 4.874 | 0.17212
Bolivia | BO | 2022-11-01 | 23792.9333 | 198056.43 | 8.3242 | TRUE |  | 7.7295 | trailing 12 calibrated months (Nov/21-Oct/22) | 183906.7771 | 198056.43 | published | 36374 | 5.445 | 0.19229
Bolivia | BO | 2022-12-01 | 23623.7935 | 193837.046 | 8.2052 | TRUE |  | 7.7631 | trailing 12 calibrated months (Dec/21-Nov/22) | 183392.7978 | 193837.046 | published | 36374 | 5.329 | 0.18819
Bolivia | BO | 2023-01-01 | 21151.8129 | 168738.986 | 7.9775 | TRUE |  | 7.8018 | trailing 12 calibrated months (Jan/22-Dec/22) | 165022.6189 | 168738.986 | published | 36374 | 4.639 | 0.16382
Bolivia | BO | 2023-02-01 | 19458.2536 | 156662.818 | 8.0512 | TRUE |  | 7.8021 | trailing 12 calibrated months (Feb/22-Jan/23) | 151814.9877 | 156662.818 | published | 36374 | 4.307 | 0.1521
Bolivia | BO | 2023-03-01 | 22120.2839 | 185325.53 | 8.3781 | TRUE |  | 7.8143 | trailing 12 calibrated months (Mar/22-Feb/23) | 172854.7535 | 185325.53 | published | 36374 | 5.095 | 0.17993
Bolivia | BO | 2023-04-01 | 20705.5467 | 176159.282 | 8.5078 | TRUE |  | 7.8546 | trailing 12 calibrated months (Apr/22-Mar/23) | 162633.3602 | 176159.282 | published | 36374 | 4.843 | 0.17103
Bolivia | BO | 2023-05-01 | 21176.8903 | 171248.792 | 8.0866 | TRUE |  | 7.9155 | trailing 12 calibrated months (May/22-Apr/23) | 167624.7005 | 171248.792 | published | 36374 | 4.708 | 0.16626
Bolivia | BO | 2023-06-01 | 21117.4733 | 176959.51 | 8.3798 | TRUE |  | 7.9547 | trailing 12 calibrated months (Jun/22-May/23) | 167983.656 | 176959.51 | published | 36374 | 4.865 | 0.17181
Bolivia | BO | 2023-07-01 | 20194.0484 | 171248.792 | 8.4802 | TRUE |  | 8.0212 | trailing 12 calibrated months (Jul/22-Jun/23) | 161980.9246 | 171248.792 | published | 36374 | 4.708 | 0.16626
Bolivia | BO | 2023-08-01 | 21638.8387 | 175359.054 | 8.1039 | TRUE |  | 8.2048 | trailing 12 calibrated months (Aug/22-Jul/23) | 177543.247 | 175359.054 | published | 36374 | 4.821 | 0.17025
Bolivia | BO | 2023-09-01 | 22918.74 | 184343.432 | 8.0433 | TRUE |  | 8.2081 | trailing 12 calibrated months (Sep/22-Aug/23) | 188118.2112 | 184343.432 | published | 36374 | 5.068 | 0.17897
Bolivia | BO | 2023-10-01 | 23098.0355 | 185543.774 | 8.0329 | TRUE |  | 8.2158 | trailing 12 calibrated months (Oct/22-Sep/23) | 189769.2977 | 185543.774 | published | 36374 | 5.101 | 0.18014
Bolivia | BO | 2023-11-01 | 23052.9533 | 188890.182 | 8.1938 | TRUE |  | 8.2127 | trailing 12 calibrated months (Nov/22-Oct/23) | 189326.6593 | 188890.182 | published | 36374 | 5.193 | 0.18339
Bolivia | BO | 2023-12-01 | 20241.7 | 169320.97 | 8.365 | TRUE |  | 8.2008 | trailing 12 calibrated months (Dec/22-Nov/23) | 165998.4676 | 169320.97 | published | 36374 | 4.655 | 0.16439
Bolivia | BO | 2024-01-01 | 23951.6968 | 198347.422 | 8.2811 | TRUE |  | 8.2134 | trailing 12 calibrated months (Jan/23-Dec/23) | 196723.6984 | 198347.422 | published | 36374 | 5.453 | 0.19257
Bolivia | BO | 2024-02-01 | 21678.7586 | 187326.1 | 8.641 | TRUE |  | 8.2388 | trailing 12 calibrated months (Feb/23-Jan/24) | 178607.2582 | 187326.1 | published | 36374 | 5.15 | 0.18187
Bolivia | BO | 2024-03-01 | 18571.2226 | 157499.42 | 8.4808 | TRUE |  | 8.286 | trailing 12 calibrated months (Mar/23-Feb/24) | 153881.9414 | 157499.42 | published | 36374 | 4.33 | 0.15291
Bolivia | BO | 2024-04-01 | 20161.0033 | 169939.328 | 8.4291 | TRUE |  | 8.2922 | trailing 12 calibrated months (Apr/23-Mar/24) | 167178.3557 | 169939.328 | published | 36374 | 4.672 | 0.16499
Bolivia | BO | 2024-05-01 | 18928.2742 | 169211.848 | 8.9396 | TRUE |  | 8.2856 | trailing 12 calibrated months (May/23-Apr/24) | 156831.2144 | 169211.848 | published | 36374 | 4.652 | 0.16428
Bolivia | BO | 2024-06-01 | 18896.8267 | 159572.738 | 8.4444 | TRUE |  | 8.3505 | trailing 12 calibrated months (Jun/23-May/24) | 157797.7024 | 159572.738 | published | 36374 | 4.387 | 0.15493
Bolivia | BO | 2024-07-01 | 18449.6129 | 154989.614 | 8.4007 | TRUE |  | 8.3551 | trailing 12 calibrated months (Jul/23-Jun/24) | 154147.4903 | 154989.614 | published | 36374 | 4.261 | 0.15048
Bolivia | BO | 2024-08-01 | 20087.671 | 158081.404 | 7.8696 | TRUE |  | 8.3484 | trailing 12 calibrated months (Aug/23-Jul/24) | 167699.0691 | 158081.404 | published | 36374 | 4.346 | 0.15348
Bolivia | BO | 2024-09-01 | 21979.17 | 187326.1 | 8.5229 | TRUE |  | 8.331 | trailing 12 calibrated months (Sep/23-Aug/24) | 183109.5371 | 187326.1 | published | 36374 | 5.15 | 0.18187
Bolivia | BO | 2024-10-01 | 24806.2677 | 167065.782 | 6.7348 | TRUE |  | 8.3744 | trailing 12 calibrated months (Oct/23-Sep/24) | 207738.765 | 167065.782 | published | 36374 | 4.593 | 0.1622
Bolivia | BO | 2024-11-01 | 23991.4967 | 154043.89 | 6.4208 | TRUE |  | 8.2437 | trailing 12 calibrated months (Nov/23-Oct/24) | 197779.5079 | 154043.89 | published | 36374 | 4.235 | 0.14956
Bolivia | BO | 2024-12-01 | 21688.4097 | 173140.24 | 7.9831 | TRUE |  | 8.0746 | trailing 12 calibrated months (Dec/23-Nov/24) | 175124.7962 | 173140.24 | published | 36374 | 4.76 | 0.1681
Bolivia | BO | 2025-01-01 | 21002.3355 | 179396.568 | 8.5417 | TRUE |  | 8.0435 | trailing 12 calibrated months (Jan/24-Dec/24) | 168932.8514 | 179396.568 | published | 36374 | 4.932 | 0.17417
Bolivia | BO | 2025-02-01 | 22826.3643 | 238686.188 | 10.4566 | TRUE |  | 8.0626 | trailing 12 calibrated months (Feb/24-Jan/25) | 184039.8038 | 238686.188 | published | 36374 | 6.562 | 0.23174
Bolivia | BO | 2025-03-01 | 17922.3323 | 151424.962 | 8.449 | TRUE |  | 8.2301 | trailing 12 calibrated months (Mar/24-Feb/25) | 147502.5407 | 151424.962 | published | 36374 | 4.163 | 0.14702
Bolivia | BO | 2025-04-01 | 17533.19 | 141458.486 | 8.068 | TRUE |  | 8.2272 | trailing 12 calibrated months (Apr/24-Mar/25) | 144248.5345 | 141458.486 | published | 36374 | 3.889 | 0.13734
Bolivia | BO | 2025-05-01 | 18884.7226 | 152043.32 | 8.0511 | TRUE |  | 8.1995 | trailing 12 calibrated months (May/24-Apr/25) | 154845.578 | 152043.32 | published | 36374 | 4.18 | 0.14762
Bolivia | BO | 2025-06-01 | 17884.36 | 146041.61 | 8.1659 | TRUE |  | 8.1317 | trailing 12 calibrated months (Jun/24-May/25) | 145431.0786 | 146041.61 | published | 36374 | 4.015 | 0.14179
Bolivia | BO | 2025-07-01 | 19546.7581 | 159427.242 | 8.1562 | TRUE |  | 8.1103 | trailing 12 calibrated months (Jul/24-Jun/25) | 158530.1063 | 159427.242 | published | 36374 | 4.383 | 0.15478
Bolivia | BO | 2025-08-01 | 19336.0065 | 153461.906 | 7.9366 | TRUE |  | 8.0923 | trailing 12 calibrated months (Aug/24-Jul/25) | 156473.2825 | 153461.906 | published | 36374 | 4.219 | 0.14899
Bolivia | BO | 2025-09-01 | 23255.6667 | 192964.07 | 8.2975 | TRUE |  | 8.0982 | trailing 12 calibrated months (Sep/24-Aug/25) | 188329.9957 | 192964.07 | published | 36374 | 5.305 | 0.18734
Bolivia | BO | 2025-10-01 | 20955.971 | 166483.798 | 7.9445 | TRUE |  | 8.0793 | trailing 12 calibrated months (Oct/24-Sep/25) | 169310.4886 | 166483.798 | published | 36374 | 4.577 | 0.16164
Bolivia | BO | 2025-11-01 | 24705.1067 | 193364.184 | 7.8269 | TRUE |  | 8.204 | trailing 12 calibrated months (Nov/24-Oct/25) | 202681.3552 | 193364.184 | published | 36374 | 5.316 | 0.18773
Bolivia | BO | 2025-12-01 | 23318.8387 | 183215.838 | 7.857 | TRUE |  | 8.3403 | trailing 12 calibrated months (Dec/24-Nov/25) | 194486.5959 | 183215.838 | published | 36374 | 5.037 | 0.17788
Bolivia | BO | 2026-01-01 | 20844.9774 |  |  | FALSE |  | 8.3261 | trailing 12 calibrated months (Jan/25-Dec/25) | 173556.7154 | 173556.7154 | estimated | 36374 | 4.7714 | 0.1685
Bolivia | BO | 2026-02-01 | 23011.9214 |  |  | FALSE |  | 8.3261 | trailing 12 calibrated months (Jan/25-Dec/25) | 191598.8402 | 191598.8402 | estimated | 36374 | 5.2675 | 0.18602
Bolivia | BO | 2026-03-01 | 25052.9484 |  |  | FALSE |  | 8.3261 | trailing 12 calibrated months (Jan/25-Dec/25) | 208592.571 | 208592.571 | estimated | 36374 | 5.7347 | 0.20252
Bolivia | BO | 2026-04-01 | 23030.8167 |  |  | FALSE |  | 8.3261 | trailing 12 calibrated months (Jan/25-Dec/25) | 191756.1632 | 191756.1632 | estimated | 36374 | 5.2718 | 0.18617
Bolivia | BO | 2026-05-01 | 20399.6065 |  |  | FALSE |  | 8.3261 | trailing 12 calibrated months (Jan/25-Dec/25) | 169848.5261 | 169848.5261 | estimated | 36374 | 4.6695 | 0.1649
Bolivia | BO | 2026-06-01 | 20983.8667 |  |  | FALSE |  | 8.3261 | trailing 12 calibrated months (Jan/25-Dec/25) | 174713.1168 | 174713.1168 | estimated | 36374 | 4.8032 | 0.16963
Bolivia | BO | 2026-07-01 | 22877.0548 |  |  | FALSE |  | 8.3261 | trailing 12 calibrated months (Jan/25-Dec/25) | 190475.9317 | 190475.9317 | estimated | 36374 | 5.2366 | 0.18493
Bolivia | BO | 2026-08-01 | 21982.0194 |  |  | FALSE |  | 8.3261 | trailing 12 calibrated months (Jan/25-Dec/25) | 183023.8047 | 183023.8047 | estimated | 36374 | 5.0317 | 0.17769
Bolivia | BO | 2026-09-01 | 21208.1433 |  |  | FALSE |  | 8.3261 | trailing 12 calibrated months (Jan/25-Dec/25) | 176580.4597 | 176580.4597 | estimated | 36374 | 4.8546 | 0.17144
Bolivia | BO | 2026-10-01 | 22038.9185 |  |  | FALSE |  | 8.3261 | trailing 12 calibrated months (Jan/25-Dec/25) | 183497.5511 | 183497.5511 | estimated | 36374 | 5.0447 | 0.17815
Chile | CL | 2021-01-01 | 23263.0613 |  |  | FALSE |  | 7.5 | ASSUMPTION: 7.5 MMBtu/MWh (combined cycles at part load plus open-cycle units; no Chilean power-sector gas statistic is published monthly - CNE's import split is by region, not by use) | 174472.9597 | 174472.9597 | estimated | 36374 | 4.7966 | 0.16939
Chile | CL | 2021-02-01 | 36071.7286 |  |  | FALSE |  | 7.5 | ASSUMPTION: 7.5 MMBtu/MWh (combined cycles at part load plus open-cycle units; no Chilean power-sector gas statistic is published monthly - CNE's import split is by region, not by use) | 270537.9643 | 270537.9643 | estimated | 36374 | 7.4377 | 0.26266
Chile | CL | 2021-03-01 | 42865.8677 |  |  | FALSE |  | 7.5 | ASSUMPTION: 7.5 MMBtu/MWh (combined cycles at part load plus open-cycle units; no Chilean power-sector gas statistic is published monthly - CNE's import split is by region, not by use) | 321494.0081 | 321494.0081 | estimated | 36374 | 8.8386 | 0.31213
Chile | CL | 2021-04-01 | 53350.4633 |  |  | FALSE |  | 7.5 | ASSUMPTION: 7.5 MMBtu/MWh (combined cycles at part load plus open-cycle units; no Chilean power-sector gas statistic is published monthly - CNE's import split is by region, not by use) | 400128.475 | 400128.475 | estimated | 36374 | 11.0004 | 0.38848
Chile | CL | 2021-05-01 | 49617.3355 |  |  | FALSE |  | 7.5 | ASSUMPTION: 7.5 MMBtu/MWh (combined cycles at part load plus open-cycle units; no Chilean power-sector gas statistic is published monthly - CNE's import split is by region, not by use) | 372130.0161 | 372130.0161 | estimated | 36374 | 10.2307 | 0.36129
Chile | CL | 2021-06-01 | 37148.9433 |  |  | FALSE |  | 7.5 | ASSUMPTION: 7.5 MMBtu/MWh (combined cycles at part load plus open-cycle units; no Chilean power-sector gas statistic is published monthly - CNE's import split is by region, not by use) | 278617.075 | 278617.075 | estimated | 36374 | 7.6598 | 0.2705
Chile | CL | 2021-07-01 | 42270.1548 |  |  | FALSE |  | 7.5 | ASSUMPTION: 7.5 MMBtu/MWh (combined cycles at part load plus open-cycle units; no Chilean power-sector gas statistic is published monthly - CNE's import split is by region, not by use) | 317026.1613 | 317026.1613 | estimated | 36374 | 8.7157 | 0.30779
Chile | CL | 2021-08-01 | 49806.8839 |  |  | FALSE |  | 7.5 | ASSUMPTION: 7.5 MMBtu/MWh (combined cycles at part load plus open-cycle units; no Chilean power-sector gas statistic is published monthly - CNE's import split is by region, not by use) | 373551.629 | 373551.629 | estimated | 36374 | 10.2697 | 0.36267
Chile | CL | 2021-09-01 | 37402.8767 |  |  | FALSE |  | 7.5 | ASSUMPTION: 7.5 MMBtu/MWh (combined cycles at part load plus open-cycle units; no Chilean power-sector gas statistic is published monthly - CNE's import split is by region, not by use) | 280521.575 | 280521.575 | estimated | 36374 | 7.7121 | 0.27235
Chile | CL | 2021-10-01 | 36369.571 |  |  | FALSE |  | 7.5 | ASSUMPTION: 7.5 MMBtu/MWh (combined cycles at part load plus open-cycle units; no Chilean power-sector gas statistic is published monthly - CNE's import split is by region, not by use) | 272771.7823 | 272771.7823 | estimated | 36374 | 7.4991 | 0.26483
Chile | CL | 2021-11-01 | 32511.27 |  |  | FALSE |  | 7.5 | ASSUMPTION: 7.5 MMBtu/MWh (combined cycles at part load plus open-cycle units; no Chilean power-sector gas statistic is published monthly - CNE's import split is by region, not by use) | 243834.525 | 243834.525 | estimated | 36374 | 6.7035 | 0.23673
Chile | CL | 2021-12-01 | 35314.2839 |  |  | FALSE |  | 7.5 | ASSUMPTION: 7.5 MMBtu/MWh (combined cycles at part load plus open-cycle units; no Chilean power-sector gas statistic is published monthly - CNE's import split is by region, not by use) | 264857.129 | 264857.129 | estimated | 36374 | 7.2815 | 0.25714
Chile | CL | 2022-01-01 | 38575.3806 |  |  | FALSE |  | 7.5 | ASSUMPTION: 7.5 MMBtu/MWh (combined cycles at part load plus open-cycle units; no Chilean power-sector gas statistic is published monthly - CNE's import split is by region, not by use) | 289315.3548 | 289315.3548 | estimated | 36374 | 7.9539 | 0.28089
Chile | CL | 2022-02-01 | 43726.7286 |  |  | FALSE |  | 7.5 | ASSUMPTION: 7.5 MMBtu/MWh (combined cycles at part load plus open-cycle units; no Chilean power-sector gas statistic is published monthly - CNE's import split is by region, not by use) | 327950.4643 | 327950.4643 | estimated | 36374 | 9.0161 | 0.3184
Chile | CL | 2022-03-01 | 48417.3097 |  |  | FALSE |  | 7.5 | ASSUMPTION: 7.5 MMBtu/MWh (combined cycles at part load plus open-cycle units; no Chilean power-sector gas statistic is published monthly - CNE's import split is by region, not by use) | 363129.8226 | 363129.8226 | estimated | 36374 | 9.9832 | 0.35255
Chile | CL | 2022-04-01 | 52449.0767 |  |  | FALSE |  | 7.5 | ASSUMPTION: 7.5 MMBtu/MWh (combined cycles at part load plus open-cycle units; no Chilean power-sector gas statistic is published monthly - CNE's import split is by region, not by use) | 393368.075 | 393368.075 | estimated | 36374 | 10.8145 | 0.38191
Chile | CL | 2022-05-01 | 50817.0613 |  |  | FALSE |  | 7.5 | ASSUMPTION: 7.5 MMBtu/MWh (combined cycles at part load plus open-cycle units; no Chilean power-sector gas statistic is published monthly - CNE's import split is by region, not by use) | 381127.9597 | 381127.9597 | estimated | 36374 | 10.478 | 0.37003
Chile | CL | 2022-06-01 | 53703.18 |  |  | FALSE |  | 7.5 | ASSUMPTION: 7.5 MMBtu/MWh (combined cycles at part load plus open-cycle units; no Chilean power-sector gas statistic is published monthly - CNE's import split is by region, not by use) | 402773.85 | 402773.85 | estimated | 36374 | 11.0731 | 0.39104
Chile | CL | 2022-07-01 | 43436.1 |  |  | FALSE |  | 7.5 | ASSUMPTION: 7.5 MMBtu/MWh (combined cycles at part load plus open-cycle units; no Chilean power-sector gas statistic is published monthly - CNE's import split is by region, not by use) | 325770.75 | 325770.75 | estimated | 36374 | 8.9561 | 0.31628
Chile | CL | 2022-08-01 | 41062.8968 |  |  | FALSE |  | 7.5 | ASSUMPTION: 7.5 MMBtu/MWh (combined cycles at part load plus open-cycle units; no Chilean power-sector gas statistic is published monthly - CNE's import split is by region, not by use) | 307971.7258 | 307971.7258 | estimated | 36374 | 8.4668 | 0.299
Chile | CL | 2022-09-01 | 41096.0133 |  |  | FALSE |  | 7.5 | ASSUMPTION: 7.5 MMBtu/MWh (combined cycles at part load plus open-cycle units; no Chilean power-sector gas statistic is published monthly - CNE's import split is by region, not by use) | 308220.1 | 308220.1 | estimated | 36374 | 8.4736 | 0.29924
Chile | CL | 2022-10-01 | 32758.9161 |  |  | FALSE |  | 7.5 | ASSUMPTION: 7.5 MMBtu/MWh (combined cycles at part load plus open-cycle units; no Chilean power-sector gas statistic is published monthly - CNE's import split is by region, not by use) | 245691.871 | 245691.871 | estimated | 36374 | 6.7546 | 0.23854
Chile | CL | 2022-11-01 | 34250.8067 |  |  | FALSE |  | 7.5 | ASSUMPTION: 7.5 MMBtu/MWh (combined cycles at part load plus open-cycle units; no Chilean power-sector gas statistic is published monthly - CNE's import split is by region, not by use) | 256881.05 | 256881.05 | estimated | 36374 | 7.0622 | 0.2494
Chile | CL | 2022-12-01 | 42454.8677 |  |  | FALSE |  | 7.5 | ASSUMPTION: 7.5 MMBtu/MWh (combined cycles at part load plus open-cycle units; no Chilean power-sector gas statistic is published monthly - CNE's import split is by region, not by use) | 318411.5081 | 318411.5081 | estimated | 36374 | 8.7538 | 0.30914
Chile | CL | 2023-01-01 | 48974.371 |  |  | FALSE |  | 7.5 | ASSUMPTION: 7.5 MMBtu/MWh (combined cycles at part load plus open-cycle units; no Chilean power-sector gas statistic is published monthly - CNE's import split is by region, not by use) | 367307.7823 | 367307.7823 | estimated | 36374 | 10.0981 | 0.35661
Chile | CL | 2023-02-01 | 53245.6929 |  |  | FALSE |  | 7.5 | ASSUMPTION: 7.5 MMBtu/MWh (combined cycles at part load plus open-cycle units; no Chilean power-sector gas statistic is published monthly - CNE's import split is by region, not by use) | 399342.6964 | 399342.6964 | estimated | 36374 | 10.9788 | 0.38771
Chile | CL | 2023-03-01 | 63769.5097 |  |  | FALSE |  | 7.5 | ASSUMPTION: 7.5 MMBtu/MWh (combined cycles at part load plus open-cycle units; no Chilean power-sector gas statistic is published monthly - CNE's import split is by region, not by use) | 478271.3226 | 478271.3226 | estimated | 36374 | 13.1487 | 0.46434
Chile | CL | 2023-04-01 | 64920.79 |  |  | FALSE |  | 7.5 | ASSUMPTION: 7.5 MMBtu/MWh (combined cycles at part load plus open-cycle units; no Chilean power-sector gas statistic is published monthly - CNE's import split is by region, not by use) | 486905.925 | 486905.925 | estimated | 36374 | 13.3861 | 0.47273
Chile | CL | 2023-05-01 | 63678.2387 |  |  | FALSE |  | 7.5 | ASSUMPTION: 7.5 MMBtu/MWh (combined cycles at part load plus open-cycle units; no Chilean power-sector gas statistic is published monthly - CNE's import split is by region, not by use) | 477586.7903 | 477586.7903 | estimated | 36374 | 13.1299 | 0.46368
Chile | CL | 2023-06-01 | 58963.03 |  |  | FALSE |  | 7.5 | ASSUMPTION: 7.5 MMBtu/MWh (combined cycles at part load plus open-cycle units; no Chilean power-sector gas statistic is published monthly - CNE's import split is by region, not by use) | 442222.725 | 442222.725 | estimated | 36374 | 12.1577 | 0.42934
Chile | CL | 2023-07-01 | 39546.6452 |  |  | FALSE |  | 7.5 | ASSUMPTION: 7.5 MMBtu/MWh (combined cycles at part load plus open-cycle units; no Chilean power-sector gas statistic is published monthly - CNE's import split is by region, not by use) | 296599.8387 | 296599.8387 | estimated | 36374 | 8.1542 | 0.28796
Chile | CL | 2023-08-01 | 32665.1581 |  |  | FALSE |  | 7.5 | ASSUMPTION: 7.5 MMBtu/MWh (combined cycles at part load plus open-cycle units; no Chilean power-sector gas statistic is published monthly - CNE's import split is by region, not by use) | 244988.6855 | 244988.6855 | estimated | 36374 | 6.7353 | 0.23785
Chile | CL | 2023-09-01 | 26617.02 |  |  | FALSE |  | 7.5 | ASSUMPTION: 7.5 MMBtu/MWh (combined cycles at part load plus open-cycle units; no Chilean power-sector gas statistic is published monthly - CNE's import split is by region, not by use) | 199627.65 | 199627.65 | estimated | 36374 | 5.4882 | 0.19381
Chile | CL | 2023-10-01 | 20881.4935 |  |  | FALSE |  | 7.5 | ASSUMPTION: 7.5 MMBtu/MWh (combined cycles at part load plus open-cycle units; no Chilean power-sector gas statistic is published monthly - CNE's import split is by region, not by use) | 156611.2016 | 156611.2016 | estimated | 36374 | 4.3056 | 0.15205
Chile | CL | 2023-11-01 | 15991.8733 |  |  | FALSE |  | 7.5 | ASSUMPTION: 7.5 MMBtu/MWh (combined cycles at part load plus open-cycle units; no Chilean power-sector gas statistic is published monthly - CNE's import split is by region, not by use) | 119939.05 | 119939.05 | estimated | 36374 | 3.2974 | 0.11645
Chile | CL | 2023-12-01 | 17575.0032 |  |  | FALSE |  | 7.5 | ASSUMPTION: 7.5 MMBtu/MWh (combined cycles at part load plus open-cycle units; no Chilean power-sector gas statistic is published monthly - CNE's import split is by region, not by use) | 131812.5242 | 131812.5242 | estimated | 36374 | 3.6238 | 0.12797
Chile | CL | 2024-01-01 | 27413.5323 |  |  | FALSE |  | 7.5 | ASSUMPTION: 7.5 MMBtu/MWh (combined cycles at part load plus open-cycle units; no Chilean power-sector gas statistic is published monthly - CNE's import split is by region, not by use) | 205601.4919 | 205601.4919 | estimated | 36374 | 5.6524 | 0.19961
Chile | CL | 2024-02-01 | 40284.8379 |  |  | FALSE |  | 7.5 | ASSUMPTION: 7.5 MMBtu/MWh (combined cycles at part load plus open-cycle units; no Chilean power-sector gas statistic is published monthly - CNE's import split is by region, not by use) | 302136.2845 | 302136.2845 | estimated | 36374 | 8.3064 | 0.29334
Chile | CL | 2024-03-01 | 43876.9742 |  |  | FALSE |  | 7.5 | ASSUMPTION: 7.5 MMBtu/MWh (combined cycles at part load plus open-cycle units; no Chilean power-sector gas statistic is published monthly - CNE's import split is by region, not by use) | 329077.3065 | 329077.3065 | estimated | 36374 | 9.047 | 0.31949
Chile | CL | 2024-04-01 | 46956.9167 |  |  | FALSE |  | 7.5 | ASSUMPTION: 7.5 MMBtu/MWh (combined cycles at part load plus open-cycle units; no Chilean power-sector gas statistic is published monthly - CNE's import split is by region, not by use) | 352176.875 | 352176.875 | estimated | 36374 | 9.6821 | 0.34192
Chile | CL | 2024-05-01 | 56591.329 |  |  | FALSE |  | 7.5 | ASSUMPTION: 7.5 MMBtu/MWh (combined cycles at part load plus open-cycle units; no Chilean power-sector gas statistic is published monthly - CNE's import split is by region, not by use) | 424434.9677 | 424434.9677 | estimated | 36374 | 11.6686 | 0.41207
Chile | CL | 2024-06-01 | 43212.0567 |  |  | FALSE |  | 7.5 | ASSUMPTION: 7.5 MMBtu/MWh (combined cycles at part load plus open-cycle units; no Chilean power-sector gas statistic is published monthly - CNE's import split is by region, not by use) | 324090.425 | 324090.425 | estimated | 36374 | 8.9099 | 0.31465
Chile | CL | 2024-07-01 | 38554.2 |  |  | FALSE |  | 7.5 | ASSUMPTION: 7.5 MMBtu/MWh (combined cycles at part load plus open-cycle units; no Chilean power-sector gas statistic is published monthly - CNE's import split is by region, not by use) | 289156.5 | 289156.5 | estimated | 36374 | 7.9495 | 0.28074
Chile | CL | 2024-08-01 | 36370.7742 |  |  | FALSE |  | 7.5 | ASSUMPTION: 7.5 MMBtu/MWh (combined cycles at part load plus open-cycle units; no Chilean power-sector gas statistic is published monthly - CNE's import split is by region, not by use) | 272780.8065 | 272780.8065 | estimated | 36374 | 7.4993 | 0.26484
Chile | CL | 2024-09-01 | 22254.5067 |  |  | FALSE |  | 7.5 | ASSUMPTION: 7.5 MMBtu/MWh (combined cycles at part load plus open-cycle units; no Chilean power-sector gas statistic is published monthly - CNE's import split is by region, not by use) | 166908.8 | 166908.8 | estimated | 36374 | 4.5887 | 0.16205
Chile | CL | 2024-10-01 | 17547.671 |  |  | FALSE |  | 7.5 | ASSUMPTION: 7.5 MMBtu/MWh (combined cycles at part load plus open-cycle units; no Chilean power-sector gas statistic is published monthly - CNE's import split is by region, not by use) | 131607.5323 | 131607.5323 | estimated | 36374 | 3.6182 | 0.12777
Chile | CL | 2024-11-01 | 9949.54 |  |  | FALSE |  | 7.5 | ASSUMPTION: 7.5 MMBtu/MWh (combined cycles at part load plus open-cycle units; no Chilean power-sector gas statistic is published monthly - CNE's import split is by region, not by use) | 74621.55 | 74621.55 | estimated | 36374 | 2.0515 | 0.072448
Chile | CL | 2024-12-01 | 21398.529 |  |  | FALSE |  | 7.5 | ASSUMPTION: 7.5 MMBtu/MWh (combined cycles at part load plus open-cycle units; no Chilean power-sector gas statistic is published monthly - CNE's import split is by region, not by use) | 160488.9677 | 160488.9677 | estimated | 36374 | 4.4122 | 0.15582
Chile | CL | 2025-01-01 | 33459.2258 |  |  | FALSE |  | 7.5 | ASSUMPTION: 7.5 MMBtu/MWh (combined cycles at part load plus open-cycle units; no Chilean power-sector gas statistic is published monthly - CNE's import split is by region, not by use) | 250944.1935 | 250944.1935 | estimated | 36374 | 6.899 | 0.24364
Chile | CL | 2025-02-01 | 40127.025 |  |  | FALSE |  | 7.5 | ASSUMPTION: 7.5 MMBtu/MWh (combined cycles at part load plus open-cycle units; no Chilean power-sector gas statistic is published monthly - CNE's import split is by region, not by use) | 300952.6875 | 300952.6875 | estimated | 36374 | 8.2738 | 0.29219
Chile | CL | 2025-03-01 | 43121.3452 |  |  | FALSE |  | 7.5 | ASSUMPTION: 7.5 MMBtu/MWh (combined cycles at part load plus open-cycle units; no Chilean power-sector gas statistic is published monthly - CNE's import split is by region, not by use) | 323410.0887 | 323410.0887 | estimated | 36374 | 8.8912 | 0.31399
Chile | CL | 2025-04-01 | 47576.63 |  |  | FALSE |  | 7.5 | ASSUMPTION: 7.5 MMBtu/MWh (combined cycles at part load plus open-cycle units; no Chilean power-sector gas statistic is published monthly - CNE's import split is by region, not by use) | 356824.725 | 356824.725 | estimated | 36374 | 9.8099 | 0.34643
Chile | CL | 2025-05-01 | 41381.7 |  |  | FALSE |  | 7.5 | ASSUMPTION: 7.5 MMBtu/MWh (combined cycles at part load plus open-cycle units; no Chilean power-sector gas statistic is published monthly - CNE's import split is by region, not by use) | 310362.75 | 310362.75 | estimated | 36374 | 8.5325 | 0.30132
Chile | CL | 2025-06-01 | 46648.9967 |  |  | FALSE |  | 7.5 | ASSUMPTION: 7.5 MMBtu/MWh (combined cycles at part load plus open-cycle units; no Chilean power-sector gas statistic is published monthly - CNE's import split is by region, not by use) | 349867.475 | 349867.475 | estimated | 36374 | 9.6186 | 0.33968
Chile | CL | 2025-07-01 | 49584.3839 |  |  | FALSE |  | 7.5 | ASSUMPTION: 7.5 MMBtu/MWh (combined cycles at part load plus open-cycle units; no Chilean power-sector gas statistic is published monthly - CNE's import split is by region, not by use) | 371882.879 | 371882.879 | estimated | 36374 | 10.2239 | 0.36105
Chile | CL | 2025-08-01 | 39686.6097 |  |  | FALSE |  | 7.5 | ASSUMPTION: 7.5 MMBtu/MWh (combined cycles at part load plus open-cycle units; no Chilean power-sector gas statistic is published monthly - CNE's import split is by region, not by use) | 297649.5726 | 297649.5726 | estimated | 36374 | 8.183 | 0.28898
Chile | CL | 2025-09-01 | 22430.1 |  |  | FALSE |  | 7.5 | ASSUMPTION: 7.5 MMBtu/MWh (combined cycles at part load plus open-cycle units; no Chilean power-sector gas statistic is published monthly - CNE's import split is by region, not by use) | 168225.75 | 168225.75 | estimated | 36374 | 4.6249 | 0.16333
Chile | CL | 2025-10-01 | 18848.2355 |  |  | FALSE |  | 7.5 | ASSUMPTION: 7.5 MMBtu/MWh (combined cycles at part load plus open-cycle units; no Chilean power-sector gas statistic is published monthly - CNE's import split is by region, not by use) | 141361.7661 | 141361.7661 | estimated | 36374 | 3.8863 | 0.13724
Chile | CL | 2025-11-01 | 25224.9933 |  |  | FALSE |  | 7.5 | ASSUMPTION: 7.5 MMBtu/MWh (combined cycles at part load plus open-cycle units; no Chilean power-sector gas statistic is published monthly - CNE's import split is by region, not by use) | 189187.45 | 189187.45 | estimated | 36374 | 5.2012 | 0.18368
Chile | CL | 2025-12-01 | 26480.7935 |  |  | FALSE |  | 7.5 | ASSUMPTION: 7.5 MMBtu/MWh (combined cycles at part load plus open-cycle units; no Chilean power-sector gas statistic is published monthly - CNE's import split is by region, not by use) | 198605.9516 | 198605.9516 | estimated | 36374 | 5.4601 | 0.19282
Chile | CL | 2026-01-01 | 38733.1194 |  |  | FALSE |  | 7.5 | ASSUMPTION: 7.5 MMBtu/MWh (combined cycles at part load plus open-cycle units; no Chilean power-sector gas statistic is published monthly - CNE's import split is by region, not by use) | 290498.3952 | 290498.3952 | estimated | 36374 | 7.9864 | 0.28204
Chile | CL | 2026-02-01 | 38501.4964 |  |  | FALSE |  | 7.5 | ASSUMPTION: 7.5 MMBtu/MWh (combined cycles at part load plus open-cycle units; no Chilean power-sector gas statistic is published monthly - CNE's import split is by region, not by use) | 288761.2232 | 288761.2232 | estimated | 36374 | 7.9387 | 0.28035
Chile | CL | 2026-03-01 | 43747.3516 |  |  | FALSE |  | 7.5 | ASSUMPTION: 7.5 MMBtu/MWh (combined cycles at part load plus open-cycle units; no Chilean power-sector gas statistic is published monthly - CNE's import split is by region, not by use) | 328105.1371 | 328105.1371 | estimated | 36374 | 9.0203 | 0.31855
Chile | CL | 2026-04-01 | 40944.14 |  |  | FALSE |  | 7.5 | ASSUMPTION: 7.5 MMBtu/MWh (combined cycles at part load plus open-cycle units; no Chilean power-sector gas statistic is published monthly - CNE's import split is by region, not by use) | 307081.05 | 307081.05 | estimated | 36374 | 8.4423 | 0.29814
Chile | CL | 2026-05-01 | 43814.9613 |  |  | FALSE |  | 7.5 | ASSUMPTION: 7.5 MMBtu/MWh (combined cycles at part load plus open-cycle units; no Chilean power-sector gas statistic is published monthly - CNE's import split is by region, not by use) | 328612.2097 | 328612.2097 | estimated | 36374 | 9.0343 | 0.31904
Chile | CL | 2026-06-01 | 45335.7533 |  |  | FALSE |  | 7.5 | ASSUMPTION: 7.5 MMBtu/MWh (combined cycles at part load plus open-cycle units; no Chilean power-sector gas statistic is published monthly - CNE's import split is by region, not by use) | 340018.15 | 340018.15 | estimated | 36374 | 9.3478 | 0.33012
Chile | CL | 2026-07-01 | 36065.8452 |  |  | FALSE |  | 7.5 | ASSUMPTION: 7.5 MMBtu/MWh (combined cycles at part load plus open-cycle units; no Chilean power-sector gas statistic is published monthly - CNE's import split is by region, not by use) | 270493.8387 | 270493.8387 | estimated | 36374 | 7.4365 | 0.26262
Chile | CL | 2026-08-01 | 19123.3516 |  |  | FALSE |  | 7.5 | ASSUMPTION: 7.5 MMBtu/MWh (combined cycles at part load plus open-cycle units; no Chilean power-sector gas statistic is published monthly - CNE's import split is by region, not by use) | 143425.1371 | 143425.1371 | estimated | 36374 | 3.9431 | 0.13925
Chile | CL | 2026-09-01 | 9381.1967 |  |  | FALSE |  | 7.5 | ASSUMPTION: 7.5 MMBtu/MWh (combined cycles at part load plus open-cycle units; no Chilean power-sector gas statistic is published monthly - CNE's import split is by region, not by use) | 70358.975 | 70358.975 | estimated | 36374 | 1.9343 | 0.06831
Colombia | CO | 2021-01-01 | 21955.9097 | 191000 | 8.6993 | TRUE |  | 9.1237 | first 12 calibrated months (Jan/21-Dec/21) | 200319.1129 | 191000 | published | 36374 | 5.251 | 0.18544
Colombia | CO | 2021-02-01 | 24253.325 | 216000 | 8.906 | TRUE |  | 9.1237 | first 12 calibrated months (Jan/21-Dec/21) | 221280.0389 | 216000 | published | 36374 | 5.9383 | 0.20971
Colombia | CO | 2021-03-01 | 21246.5258 | 179000 | 8.4249 | TRUE |  | 9.1237 | first 12 calibrated months (Jan/21-Dec/21) | 193846.9079 | 179000 | published | 36374 | 4.9211 | 0.17379
Colombia | CO | 2021-04-01 | 19002.42 | 159000 | 8.3674 | TRUE |  | 9.1237 | first 12 calibrated months (Jan/21-Dec/21) | 173372.3618 | 159000 | published | 36374 | 4.3713 | 0.15437
Colombia | CO | 2021-05-01 | 17407.2935 | 153000 | 8.7894 | TRUE |  | 9.1237 | first 12 calibrated months (Jan/21-Dec/21) | 158818.9081 | 153000 | published | 36374 | 4.2063 | 0.14854
Colombia | CO | 2021-06-01 | 21244.48 | 180000 | 8.4728 | TRUE |  | 9.1237 | first 12 calibrated months (Jan/21-Dec/21) | 193828.2426 | 180000 | published | 36374 | 4.9486 | 0.17476
Colombia | CO | 2021-07-01 | 21436.3129 | 199000 | 9.2833 | TRUE |  | 8.6164 | trailing 6 calibrated months (Jan/21-Jun/21) | 184704.2906 | 199000 | published | 36374 | 5.4709 | 0.1932
Colombia | CO | 2021-08-01 | 20868.4645 | 198000 | 9.488 | TRUE |  | 8.714 | trailing 7 calibrated months (Jan/21-Jul/21) | 181847.206 | 198000 | published | 36374 | 5.4434 | 0.19223
Colombia | CO | 2021-09-01 | 20982.5667 | 197000 | 9.3887 | TRUE |  | 8.8105 | trailing 8 calibrated months (Jan/21-Aug/21) | 184865.9647 | 197000 | published | 36374 | 5.416 | 0.19126
Colombia | CO | 2021-10-01 | 21134.8774 | 206000 | 9.7469 | TRUE |  | 8.8749 | trailing 9 calibrated months (Jan/21-Sep/21) | 187569.118 | 206000 | published | 36374 | 5.6634 | 0.2
Colombia | CO | 2021-11-01 | 21227.09 | 208000 | 9.7988 | TRUE |  | 8.9628 | trailing 10 calibrated months (Jan/21-Oct/21) | 190254.6705 | 208000 | published | 36374 | 5.7184 | 0.20194
Colombia | CO | 2021-12-01 | 21989.0968 | 220000 | 10.005 | TRUE |  | 9.0397 | trailing 11 calibrated months (Jan/21-Nov/21) | 198775.3591 | 220000 | published | 36374 | 6.0483 | 0.21359
Colombia | CO | 2022-01-01 | 19601.9129 | 198000 | 10.1011 | TRUE |  | 9.1237 | trailing 12 calibrated months (Jan/21-Dec/21) | 178841.9547 | 198000 | published | 36374 | 5.4434 | 0.19223
Colombia | CO | 2022-02-01 | 23625.1464 | 229000 | 9.6931 | TRUE |  | 9.2374 | trailing 12 calibrated months (Feb/21-Jan/22) | 218235.5964 | 229000 | published | 36374 | 6.2957 | 0.22233
Colombia | CO | 2022-03-01 | 22768.2742 | 230000 | 10.1018 | TRUE |  | 9.3127 | trailing 12 calibrated months (Mar/21-Feb/22) | 212034.3287 | 230000 | published | 36374 | 6.3232 | 0.2233
Colombia | CO | 2022-04-01 | 20914.9033 | 210000 | 10.0407 | TRUE |  | 9.4593 | trailing 12 calibrated months (Apr/21-Mar/22) | 197839.682 | 210000 | published | 36374 | 5.7734 | 0.20388
Colombia | CO | 2022-05-01 | 22043.7 | 215000 | 9.7534 | TRUE |  | 9.5892 | trailing 12 calibrated months (May/21-Apr/22) | 211382.3661 | 215000 | published | 36374 | 5.9108 | 0.20874
Colombia | CO | 2022-06-01 | 21289.8467 | 206000 | 9.676 | TRUE |  | 9.6573 | trailing 12 calibrated months (Jun/21-May/22) | 205601.811 | 206000 | published | 36374 | 5.6634 | 0.2
Colombia | CO | 2022-07-01 | 24203.4613 | 234000 | 9.668 | TRUE |  | 9.7564 | trailing 12 calibrated months (Jul/21-Jun/22) | 236138.4793 | 234000 | published | 36374 | 6.4332 | 0.22719
Colombia | CO | 2022-08-01 | 20114.4581 | 189000 | 9.3962 | TRUE |  | 9.7871 | trailing 12 calibrated months (Aug/21-Jul/22) | 196862.1232 | 189000 | published | 36374 | 5.196 | 0.1835
Colombia | CO | 2022-09-01 | 19261.77 | 187000 | 9.7083 | TRUE |  | 9.7809 | trailing 12 calibrated months (Sep/21-Aug/22) | 188396.6851 | 187000 | published | 36374 | 5.141 | 0.18155
Colombia | CO | 2022-10-01 | 15255.7774 | 136000 | 8.9147 | TRUE |  | 9.8073 | trailing 12 calibrated months (Oct/21-Sep/22) | 149618.2732 | 136000 | published | 36374 | 3.7389 | 0.13204
Colombia | CO | 2022-11-01 | 17352.5667 | 168000 | 9.6816 | TRUE |  | 9.7584 | trailing 12 calibrated months (Nov/21-Oct/22) | 169333.3008 | 168000 | published | 36374 | 4.6187 | 0.16311
Colombia | CO | 2022-12-01 | 15737.9258 | 126000 | 8.0061 | TRUE |  | 9.7496 | trailing 12 calibrated months (Dec/21-Nov/22) | 153438.1938 | 126000 | published | 36374 | 3.464 | 0.12233
Colombia | CO | 2023-01-01 | 15419.5645 | 122000 | 7.912 | TRUE |  | 9.6131 | trailing 12 calibrated months (Jan/22-Dec/22) | 148229.6912 | 122000 | published | 36374 | 3.354 | 0.11845
Colombia | CO | 2023-02-01 | 20639.0679 | 172000 | 8.3337 | TRUE |  | 9.4627 | trailing 12 calibrated months (Feb/22-Jan/23) | 195301.0198 | 172000 | published | 36374 | 4.7287 | 0.16699
Colombia | CO | 2023-03-01 | 16901.9645 | 153000 | 9.0522 | TRUE |  | 9.3404 | trailing 12 calibrated months (Mar/22-Feb/23) | 157870.657 | 153000 | published | 36374 | 4.2063 | 0.14854
Colombia | CO | 2023-04-01 | 13650.2867 | 146000 | 10.6957 | TRUE |  | 9.2435 | trailing 12 calibrated months (Apr/22-Mar/23) | 126175.8631 | 146000 | published | 36374 | 4.0139 | 0.14175
Colombia | CO | 2023-05-01 | 22514.0903 | 198000 | 8.7945 | TRUE |  | 9.2577 | trailing 12 calibrated months (May/22-Apr/23) | 208427.7295 | 198000 | published | 36374 | 5.4434 | 0.19223
Colombia | CO | 2023-06-01 | 22359.8733 | 203000 | 9.0788 | TRUE |  | 9.1616 | trailing 12 calibrated months (Jun/22-May/23) | 204852.4883 | 203000 | published | 36374 | 5.5809 | 0.19709
Colombia | CO | 2023-07-01 | 22369.2839 | 198000 | 8.8514 | TRUE |  | 9.1043 | trailing 12 calibrated months (Jul/22-Jun/23) | 203656.7707 | 198000 | published | 36374 | 5.4434 | 0.19223
Colombia | CO | 2023-08-01 | 24678.2677 | 232000 | 9.401 | TRUE |  | 9.0172 | trailing 12 calibrated months (Aug/22-Jul/23) | 222528.7891 | 232000 | published | 36374 | 6.3782 | 0.22524
Colombia | CO | 2023-09-01 | 47826.0933 | 372000 | 7.7782 | TRUE |  | 9.0254 | trailing 12 calibrated months (Sep/22-Aug/23) | 431647.9487 | 372000 | published | 36374 | 10.2271 | 0.36117
Colombia | CO | 2023-10-01 | 53825.2226 | 374000 | 6.9484 | TRUE |  | 8.7395 | trailing 12 calibrated months (Oct/22-Sep/23) | 470407.1667 | 374000 | published | 36374 | 10.2821 | 0.36311
Colombia | CO | 2023-11-01 | 31312.6733 | 242000 | 7.7285 | TRUE |  | 8.4017 | trailing 12 calibrated months (Nov/22-Oct/23) | 263079.484 | 242000 | published | 36374 | 6.6531 | 0.23495
Colombia | CO | 2023-12-01 | 48463.0129 | 355000 | 7.3252 | TRUE |  | 8.2608 | trailing 12 calibrated months (Dec/22-Nov/23) | 400343.0645 | 355000 | published | 36374 | 9.7597 | 0.34466
Colombia | CO | 2024-01-01 | 36114.3903 | 302000 | 8.3623 | TRUE |  | 8.1392 | trailing 12 calibrated months (Jan/23-Dec/23) | 293942.5053 | 302000 | published | 36374 | 8.3026 | 0.29321
Colombia | CO | 2024-02-01 | 38911.731 | 331000 | 8.5064 | TRUE |  | 8.1713 | trailing 12 calibrated months (Feb/23-Jan/24) | 317957.9299 | 331000 | published | 36374 | 9.0999 | 0.32136
Colombia | CO | 2024-03-01 | 55580.0548 | 461000 | 8.2943 | TRUE |  | 8.1968 | trailing 12 calibrated months (Mar/23-Feb/24) | 455580.3637 | 461000 | published | 36374 | 12.6739 | 0.44757
Colombia | CO | 2024-04-01 | 71103.7933 | 513000 | 7.2148 | TRUE |  | 8.1752 | trailing 12 calibrated months (Apr/23-Mar/24) | 581287.0102 | 513000 | published | 36374 | 14.1035 | 0.49806
Colombia | CO | 2024-05-01 | 17743.1226 | 175000 | 9.863 | TRUE |  | 7.959 | trailing 12 calibrated months (May/23-Apr/24) | 141217.8675 | 175000 | published | 36374 | 4.8111 | 0.1699
Colombia | CO | 2024-06-01 | 15990.56 | 164000 | 10.2561 | TRUE |  | 7.9909 | trailing 12 calibrated months (Jun/23-May/24) | 127778.2676 | 164000 | published | 36374 | 4.5087 | 0.15922
Colombia | CO | 2024-07-01 | 19693.5548 | 192000 | 9.7494 | TRUE |  | 8.0165 | trailing 12 calibrated months (Jul/23-Jun/24) | 157873.3697 | 192000 | published | 36374 | 5.2785 | 0.18641
Colombia | CO | 2024-08-01 | 25863.6129 | 234000 | 9.0475 | TRUE |  | 8.05 | trailing 12 calibrated months (Aug/23-Jul/24) | 208201.9752 | 234000 | published | 36374 | 6.4332 | 0.22719
Colombia | CO | 2024-09-01 | 48110.4433 | 384000 | 7.9816 | TRUE |  | 8.0337 | trailing 12 calibrated months (Sep/23-Aug/24) | 386504.2034 | 384000 | published | 36374 | 10.557 | 0.37282
Colombia | CO | 2024-10-01 | 62728.5161 | 464000 | 7.397 | TRUE |  | 8.0547 | trailing 12 calibrated months (Oct/23-Sep/24) | 505258.3307 | 464000 | published | 36374 | 12.7564 | 0.45049
Colombia | CO | 2024-11-01 | 35791.0967 | 272000 | 7.5997 | TRUE |  | 8.0935 | trailing 12 calibrated months (Nov/23-Oct/24) | 289673.7405 | 272000 | published | 36374 | 7.4779 | 0.26408
Colombia | CO | 2024-12-01 | 43560.6871 | 344000 | 7.897 | TRUE |  | 8.0803 | trailing 12 calibrated months (Dec/23-Nov/24) | 351985.1172 | 344000 | published | 36374 | 9.4573 | 0.33398
Colombia | CO | 2025-01-01 | 22129.1258 | 185000 | 8.36 | TRUE |  | 8.1411 | trailing 12 calibrated months (Jan/24-Dec/24) | 180154.5979 | 185000 | published | 36374 | 5.0861 | 0.17961
Colombia | CO | 2025-02-01 | 18129.9964 | 152000 | 8.3839 | TRUE |  | 8.1342 | trailing 12 calibrated months (Feb/24-Jan/25) | 147472.7206 | 152000 | published | 36374 | 4.1788 | 0.14757
Colombia | CO | 2025-03-01 | 16702.2323 | 159000 | 9.5197 | TRUE |  | 8.1114 | trailing 12 calibrated months (Mar/24-Feb/25) | 135477.943 | 159000 | published | 36374 | 4.3713 | 0.15437
Colombia | CO | 2025-04-01 | 18925.2633 | 175000 | 9.2469 | TRUE |  | 8.145 | trailing 12 calibrated months (Apr/24-Mar/25) | 154145.403 | 175000 | published | 36374 | 4.8111 | 0.1699
Colombia | CO | 2025-05-01 | 15713.7065 | 154000 | 9.8004 | TRUE |  | 8.3968 | trailing 12 calibrated months (May/24-Apr/25) | 131945.4055 | 154000 | published | 36374 | 4.2338 | 0.14952
Colombia | CO | 2025-06-01 | 17597.6767 | 170000 | 9.6604 | TRUE |  | 8.3853 | trailing 12 calibrated months (Jun/24-May/25) | 147561.8597 | 170000 | published | 36374 | 4.6737 | 0.16505
Colombia | CO | 2025-07-01 | 20025.9871 | 190000 | 9.4877 | TRUE |  | 8.3636 | trailing 12 calibrated months (Jul/24-Jun/25) | 167489.9478 | 190000 | published | 36374 | 5.2235 | 0.18447
Colombia | CO | 2025-08-01 | 17451.7742 | 169000 | 9.6838 | TRUE |  | 8.3498 | trailing 12 calibrated months (Aug/24-Jul/25) | 145718.5655 | 169000 | published | 36374 | 4.6462 | 0.16408
Colombia | CO | 2025-09-01 | 20021.25 | 187000 | 9.3401 | TRUE |  | 8.3653 | trailing 12 calibrated months (Sep/24-Aug/25) | 167484.3939 | 187000 | published | 36374 | 5.141 | 0.18155
Colombia | CO | 2025-10-01 | 16541.5742 | 158000 | 9.5517 | TRUE |  | 8.4883 | trailing 12 calibrated months (Oct/24-Sep/25) | 140410.1411 | 158000 | published | 36374 | 4.3438 | 0.1534
Colombia | CO | 2025-11-01 | 18894.79 | 168000 | 8.8913 | TRUE |  | 8.816 | trailing 12 calibrated months (Nov/24-Oct/25) | 166576.7058 | 168000 | published | 36374 | 4.6187 | 0.16311
Colombia | CO | 2025-12-01 | 14970.0806 | 134000 | 8.9512 | TRUE |  | 8.999 | trailing 12 calibrated months (Dec/24-Nov/25) | 134715.7022 | 134000 | published | 36374 | 3.684 | 0.1301
Colombia | CO | 2026-01-01 | 13885.9871 | 144000 | 10.3702 | TRUE |  | 9.2168 | trailing 12 calibrated months (Jan/25-Dec/25) | 127984.4207 | 144000 | published | 36374 | 3.9589 | 0.13981
Colombia | CO | 2026-02-01 | 14627.9714 | 163000 | 11.143 | TRUE |  | 9.3843 | trailing 12 calibrated months (Feb/25-Jan/26) | 137272.72 | 163000 | published | 36374 | 4.4812 | 0.15825
Colombia | CO | 2026-03-01 | 15994.0129 | 146000 | 9.1284 | TRUE |  | 9.5979 | trailing 12 calibrated months (Mar/25-Feb/26) | 153508.285 | 146000 | published | 36374 | 4.0139 | 0.14175
Colombia | CO | 2026-04-01 | 16742.5833 | 165000 | 9.8551 | TRUE |  | 9.5676 | trailing 12 calibrated months (Apr/25-Mar/26) | 160185.5183 | 165000 | published | 36374 | 4.5362 | 0.16019
Colombia | CO | 2026-05-01 | 22861.1968 | 209000 | 9.1421 | TRUE |  | 9.6213 | trailing 12 calibrated months (May/25-Apr/26) | 219954.4847 | 209000 | published | 36374 | 5.7459 | 0.20291
Colombia | CO | 2026-06-01 | 23721.8133 | 219000 | 9.232 | TRUE |  | 9.5556 | trailing 12 calibrated months (Jun/25-May/26) | 226676.6134 | 219000 | published | 36374 | 6.0208 | 0.21262
Colombia | CO | 2026-07-01 | 30456.8645 | 266000 | 8.7337 | TRUE |  | 9.5115 | trailing 12 calibrated months (Jul/25-Jun/26) | 289690.2271 | 266000 | published | 36374 | 7.3129 | 0.25825
Colombia | CO | 2026-08-01 | 40394.9387 | 319000 | 7.897 | TRUE |  | 9.4089 | trailing 12 calibrated months (Aug/25-Jul/26) | 380070.1604 | 319000 | published | 36374 | 8.77 | 0.30971
Colombia | CO | 2026-09-01 | 49637.79 | 362000 | 7.2928 | TRUE |  | 9.1444 | trailing 12 calibrated months (Sep/25-Aug/26) | 453909.9005 | 362000 | published | 36374 | 9.9522 | 0.35146
Ecuador | EC | 2021-01-01 |  | 23316 |  | FALSE |  | 7.5 | ASSUMPTION: flat 7.5 MMBtu/MWh |  | 23316 | published | 36374 | 0.64101 | 0.022637
Ecuador | EC | 2021-02-01 |  | 21764 |  | FALSE |  | 7.5 | ASSUMPTION: flat 7.5 MMBtu/MWh |  | 21764 | published | 36374 | 0.59834 | 0.02113
Ecuador | EC | 2021-03-01 |  | 22610 |  | FALSE |  | 7.5 | ASSUMPTION: flat 7.5 MMBtu/MWh |  | 22610 | published | 36374 | 0.6216 | 0.021952
Ecuador | EC | 2021-04-01 |  | 20480 |  | FALSE |  | 7.5 | ASSUMPTION: flat 7.5 MMBtu/MWh |  | 20480 | published | 36374 | 0.56304 | 0.019884
Ecuador | EC | 2021-05-01 |  | 19232 |  | FALSE |  | 7.5 | ASSUMPTION: flat 7.5 MMBtu/MWh |  | 19232 | published | 36374 | 0.52873 | 0.018672
Ecuador | EC | 2021-06-01 |  | 19965 |  | FALSE |  | 7.5 | ASSUMPTION: flat 7.5 MMBtu/MWh |  | 19965 | published | 36374 | 0.54888 | 0.019384
Ecuador | EC | 2021-07-01 |  | 19294 |  | FALSE |  | 7.5 | ASSUMPTION: flat 7.5 MMBtu/MWh |  | 19294 | published | 36374 | 0.53043 | 0.018732
Ecuador | EC | 2021-08-01 |  | 18431 |  | FALSE |  | 7.5 | ASSUMPTION: flat 7.5 MMBtu/MWh |  | 18431 | published | 36374 | 0.50671 | 0.017894
Ecuador | EC | 2021-09-01 |  | 18239 |  | FALSE |  | 7.5 | ASSUMPTION: flat 7.5 MMBtu/MWh |  | 18239 | published | 36374 | 0.50143 | 0.017708
Ecuador | EC | 2021-10-01 |  | 18350 |  | FALSE |  | 7.5 | ASSUMPTION: flat 7.5 MMBtu/MWh |  | 18350 | published | 36374 | 0.50448 | 0.017816
Ecuador | EC | 2021-11-01 |  | 18126 |  | FALSE |  | 7.5 | ASSUMPTION: flat 7.5 MMBtu/MWh |  | 18126 | published | 36374 | 0.49832 | 0.017598
Ecuador | EC | 2021-12-01 |  | 17341 |  | FALSE |  | 7.5 | ASSUMPTION: flat 7.5 MMBtu/MWh |  | 17341 | published | 36374 | 0.47674 | 0.016836
Ecuador | EC | 2022-01-01 |  | 19207 |  | FALSE |  | 7.5 | ASSUMPTION: flat 7.5 MMBtu/MWh |  | 19207 | published | 36374 | 0.52804 | 0.018648
Ecuador | EC | 2024-01-01 |  | 14904 |  | FALSE |  | 7.5 | ASSUMPTION: flat 7.5 MMBtu/MWh |  | 14904 | published | 36374 | 0.40974 | 0.01447
Ecuador | EC | 2024-02-01 |  | 15610 |  | FALSE |  | 7.5 | ASSUMPTION: flat 7.5 MMBtu/MWh |  | 15610 | published | 36374 | 0.42915 | 0.015155
Ecuador | EC | 2024-03-01 |  | 14572 |  | FALSE |  | 7.5 | ASSUMPTION: flat 7.5 MMBtu/MWh |  | 14572 | published | 36374 | 0.40062 | 0.014148
Ecuador | EC | 2024-04-01 |  | 15318 |  | FALSE |  | 7.5 | ASSUMPTION: flat 7.5 MMBtu/MWh |  | 15318 | published | 36374 | 0.42112 | 0.014872
Ecuador | EC | 2024-05-01 |  | 14635 |  | FALSE |  | 7.5 | ASSUMPTION: flat 7.5 MMBtu/MWh |  | 14635 | published | 36374 | 0.40235 | 0.014209
Ecuador | EC | 2024-06-01 |  | 14502 |  | FALSE |  | 7.5 | ASSUMPTION: flat 7.5 MMBtu/MWh |  | 14502 | published | 36374 | 0.39869 | 0.01408
Ecuador | EC | 2024-07-01 |  | 14238 |  | FALSE |  | 7.5 | ASSUMPTION: flat 7.5 MMBtu/MWh |  | 14238 | published | 36374 | 0.39143 | 0.013823
Ecuador | EC | 2024-08-01 |  | 13807 |  | FALSE |  | 7.5 | ASSUMPTION: flat 7.5 MMBtu/MWh |  | 13807 | published | 36374 | 0.37958 | 0.013405
Ecuador | EC | 2024-09-01 |  | 16802 |  | FALSE |  | 7.5 | ASSUMPTION: flat 7.5 MMBtu/MWh |  | 16802 | published | 36374 | 0.46192 | 0.016313
Ecuador | EC | 2024-10-01 |  | 18919 |  | FALSE |  | 7.5 | ASSUMPTION: flat 7.5 MMBtu/MWh |  | 18919 | published | 36374 | 0.52012 | 0.018368
Ecuador | EC | 2024-11-01 |  | 18556 |  | FALSE |  | 7.5 | ASSUMPTION: flat 7.5 MMBtu/MWh |  | 18556 | published | 36374 | 0.51014 | 0.018016
Ecuador | EC | 2024-12-01 |  | 17498 |  | FALSE |  | 7.5 | ASSUMPTION: flat 7.5 MMBtu/MWh |  | 17498 | published | 36374 | 0.48106 | 0.016988
Ecuador | EC | 2026-01-01 |  | 17760 |  | FALSE |  | 7.5 | ASSUMPTION: flat 7.5 MMBtu/MWh |  | 17760 | published | 36374 | 0.48826 | 0.017243
Ecuador | EC | 2026-02-01 |  | 17426 |  | FALSE |  | 7.5 | ASSUMPTION: flat 7.5 MMBtu/MWh |  | 17426 | published | 36374 | 0.47908 | 0.016919
Ecuador | EC | 2026-03-01 |  | 19257 |  | FALSE |  | 7.5 | ASSUMPTION: flat 7.5 MMBtu/MWh |  | 19257 | published | 36374 | 0.52942 | 0.018696
Peru | PE | 2021-01-01 | 31467.0903 | 285016.365 | 9.0576 | TRUE |  | 7.9253 | first 12 calibrated months (Jan/21-Dec/21) | 249386.4311 | 285016.365 | published | 37610 | 7.5782 | 0.26762
Peru | PE | 2021-02-01 | 37384.7929 | 305587.905 | 8.1741 | TRUE |  | 7.9253 | first 12 calibrated months (Jan/21-Dec/21) | 296286.0554 | 305587.905 | published | 37610 | 8.1252 | 0.28694
Peru | PE | 2021-03-01 | 40197.3258 | 348852.465 | 8.6785 | TRUE |  | 7.9253 | first 12 calibrated months (Jan/21-Dec/21) | 318576.2496 | 348852.465 | published | 37610 | 9.2755 | 0.32756
Peru | PE | 2021-04-01 | 31238.9533 | 298496.07 | 9.5553 | TRUE |  | 7.9253 | first 12 calibrated months (Jan/21-Dec/21) | 247578.3748 | 298496.07 | published | 37610 | 7.9366 | 0.28028
Peru | PE | 2021-05-01 | 54291.6968 | 429414.39 | 7.9094 | TRUE |  | 7.9253 | first 12 calibrated months (Jan/21-Dec/21) | 430278.5023 | 429414.39 | published | 37610 | 11.4176 | 0.40321
Peru | PE | 2021-06-01 | 67846.1533 | 534184.83 | 7.8735 | TRUE |  | 7.9253 | first 12 calibrated months (Jan/21-Dec/21) | 537701.7661 | 534184.83 | published | 37610 | 14.2033 | 0.50158
Peru | PE | 2021-07-01 | 70880.3645 | 531010.065 | 7.4916 | TRUE |  | 8.3892 | trailing 6 calibrated months (Jan/21-Jun/21) | 594631.6396 | 531010.065 | published | 37610 | 14.1189 | 0.4986
Peru | PE | 2021-08-01 | 76213.371 | 587408.205 | 7.7074 | TRUE |  | 8.1983 | trailing 7 calibrated months (Jan/21-Jul/21) | 624823.8338 | 587408.205 | published | 37610 | 15.6184 | 0.55156
Peru | PE | 2021-09-01 | 78981.5233 | 596401.065 | 7.5511 | TRUE |  | 8.107 | trailing 8 calibrated months (Jan/21-Aug/21) | 640301.9944 | 596401.065 | published | 37610 | 15.8575 | 0.56
Peru | PE | 2021-10-01 | 66600.0903 | 497086.62 | 7.4638 | TRUE |  | 8.0171 | trailing 9 calibrated months (Jan/21-Sep/21) | 533940.65 | 497086.62 | published | 37610 | 13.2169 | 0.46675
Peru | PE | 2021-11-01 | 62178.6967 | 474938.88 | 7.6383 | TRUE |  | 7.9507 | trailing 10 calibrated months (Jan/21-Oct/21) | 494365.6852 | 474938.88 | published | 37610 | 12.628 | 0.44595
Peru | PE | 2021-12-01 | 48455.4742 | 387763.305 | 8.0025 | TRUE |  | 7.9193 | trailing 11 calibrated months (Jan/21-Nov/21) | 383731.1521 | 387763.305 | published | 37610 | 10.3101 | 0.3641
Peru | PE | 2022-01-01 | 49938.6839 | 358794.24 | 7.1847 | TRUE |  | 7.9253 | trailing 12 calibrated months (Jan/21-Dec/21) | 395779.5276 | 358794.24 | published | 37610 | 9.5399 | 0.3369
Peru | PE | 2022-02-01 | 44264.7786 | 331209.675 | 7.4825 | TRUE |  | 7.8192 | trailing 12 calibrated months (Feb/21-Jan/22) | 346114.2302 | 331209.675 | published | 37610 | 8.8064 | 0.311
Peru | PE | 2022-03-01 | 42128.0065 | 321247.665 | 7.6255 | TRUE |  | 7.7784 | trailing 12 calibrated months (Mar/21-Feb/22) | 327688.9621 | 321247.665 | published | 37610 | 8.5415 | 0.30164
Peru | PE | 2022-04-01 | 36466.31 | 282220.74 | 7.7392 | TRUE |  | 7.7169 | trailing 12 calibrated months (Apr/21-Mar/22) | 281407.1838 | 282220.74 | published | 37610 | 7.5039 | 0.265
Peru | PE | 2022-05-01 | 56276.6032 | 395184.225 | 7.0222 | TRUE |  | 7.6358 | trailing 12 calibrated months (May/21-Apr/22) | 429718.4482 | 395184.225 | published | 37610 | 10.5074 | 0.37107
Peru | PE | 2022-06-01 | 70561.8567 | 495971.565 | 7.0289 | TRUE |  | 7.5653 | trailing 12 calibrated months (Jun/21-May/22) | 533821.5212 | 495971.565 | published | 37610 | 13.1872 | 0.4657
Peru | PE | 2022-07-01 | 78704.1968 | 535071.975 | 6.7985 | TRUE |  | 7.4817 | trailing 12 calibrated months (Jul/21-Jun/22) | 588841.969 | 535071.975 | published | 37610 | 14.2269 | 0.50242
Peru | PE | 2022-08-01 | 80128.5484 | 561984.525 | 7.0135 | TRUE |  | 7.4051 | trailing 12 calibrated months (Aug/21-Jul/22) | 593357.463 | 561984.525 | published | 37610 | 14.9424 | 0.52769
Peru | PE | 2022-09-01 | 83676.9133 | 583908.615 | 6.9781 | TRUE |  | 7.3289 | trailing 12 calibrated months (Sep/21-Aug/22) | 613262.2217 | 583908.615 | published | 37610 | 15.5254 | 0.54827
Peru | PE | 2022-10-01 | 83047.3419 | 589807.65 | 7.1021 | TRUE |  | 7.2637 | trailing 12 calibrated months (Oct/21-Sep/22) | 603233.3295 | 589807.65 | published | 37610 | 15.6822 | 0.55381
Peru | PE | 2022-11-01 | 87981.7933 | 632912.46 | 7.1937 | TRUE |  | 7.2274 | trailing 12 calibrated months (Nov/21-Oct/22) | 635877.7044 | 632912.46 | published | 37610 | 16.8283 | 0.59429
Peru | PE | 2022-12-01 | 81548.429 | 576808.26 | 7.0732 | TRUE |  | 7.1899 | trailing 12 calibrated months (Dec/21-Nov/22) | 586328.2042 | 576808.26 | published | 37610 | 15.3366 | 0.54161
Peru | PE | 2023-01-01 | 60238.5806 | 427050.09 | 7.0893 | TRUE |  | 7.1284 | trailing 12 calibrated months (Jan/22-Dec/22) | 429405.8255 | 427050.09 | published | 37610 | 11.3547 | 0.40099
Peru | PE | 2023-02-01 | 51237.3643 | 384450.09 | 7.5033 | TRUE |  | 7.122 | trailing 12 calibrated months (Feb/22-Jan/23) | 364912.5776 | 384450.09 | published | 37610 | 10.222 | 0.36099
Peru | PE | 2023-03-01 | 67252.0839 | 489295.08 | 7.2755 | TRUE |  | 7.1264 | trailing 12 calibrated months (Mar/22-Feb/23) | 479266.0758 | 489295.08 | published | 37610 | 13.0097 | 0.45943
Peru | PE | 2023-04-01 | 55368.1767 | 410983.5 | 7.4227 | TRUE |  | 7.1133 | trailing 12 calibrated months (Apr/22-Mar/23) | 393849.0903 | 410983.5 | published | 37610 | 10.9275 | 0.3859
Peru | PE | 2023-05-01 | 69430.8355 | 509820.825 | 7.3429 | TRUE |  | 7.1066 | trailing 12 calibrated months (May/22-Apr/23) | 493419.0316 | 509820.825 | published | 37610 | 13.5555 | 0.47871
Peru | PE | 2023-06-01 | 88215.38 | 580120.41 | 6.5762 | TRUE |  | 7.131 | trailing 12 calibrated months (Jun/22-May/23) | 629060.8016 | 580120.41 | published | 37610 | 15.4246 | 0.54472
Peru | PE | 2023-07-01 | 83288.4065 | 584858.595 | 7.0221 | TRUE |  | 7.0839 | trailing 12 calibrated months (Jul/22-Jun/23) | 590006.8332 | 584858.595 | published | 37610 | 15.5506 | 0.54917
Peru | PE | 2023-08-01 | 88343.0516 | 610022.415 | 6.9052 | TRUE |  | 7.1033 | trailing 12 calibrated months (Aug/22-Jul/23) | 627529.188 | 610022.415 | published | 37610 | 16.2197 | 0.57279
Peru | PE | 2023-09-01 | 92391.96 | 632262.81 | 6.8433 | TRUE |  | 7.0919 | trailing 12 calibrated months (Sep/22-Aug/23) | 655230.8077 | 632262.81 | published | 37610 | 16.811 | 0.59368
Peru | PE | 2023-10-01 | 83448.9 | 578864.775 | 6.9368 | TRUE |  | 7.0771 | trailing 12 calibrated months (Oct/22-Sep/23) | 590572.0839 | 578864.775 | published | 37610 | 15.3912 | 0.54354
Peru | PE | 2023-11-01 | 74553.67 | 514553.685 | 6.9018 | TRUE |  | 7.0619 | trailing 12 calibrated months (Nov/22-Oct/23) | 526489.1894 | 514553.685 | published | 37610 | 13.6813 | 0.48315
Peru | PE | 2023-12-01 | 49000.6968 | 350764.14 | 7.1584 | TRUE |  | 7.0356 | trailing 12 calibrated months (Dec/22-Nov/23) | 344749.2688 | 350764.14 | published | 37610 | 9.3264 | 0.32936
Peru | PE | 2024-01-01 | 46479.0581 | 343140.87 | 7.3827 | TRUE |  | 7.039 | trailing 12 calibrated months (Jan/23-Dec/23) | 327166.8805 | 343140.87 | published | 37610 | 9.1237 | 0.3222
Peru | PE | 2024-02-01 | 53555.2828 | 398978.82 | 7.4498 | TRUE |  | 7.0543 | trailing 12 calibrated months (Feb/23-Jan/24) | 377793.0689 | 398978.82 | published | 37610 | 10.6083 | 0.37463
Peru | PE | 2024-03-01 | 50968.7613 | 381702.39 | 7.4889 | TRUE |  | 7.0521 | trailing 12 calibrated months (Mar/23-Feb/24) | 359437.954 | 381702.39 | published | 37610 | 10.149 | 0.35841
Peru | PE | 2024-04-01 | 43351.04 | 322130.55 | 7.4307 | TRUE |  | 7.0608 | trailing 12 calibrated months (Apr/23-Mar/24) | 306092.6752 | 322130.55 | published | 37610 | 8.565 | 0.30247
Peru | PE | 2024-05-01 | 58228.4129 | 417509.82 | 7.1702 | TRUE |  | 7.0559 | trailing 12 calibrated months (May/23-Apr/24) | 410855.5408 | 417509.82 | published | 37610 | 11.101 | 0.39203
Peru | PE | 2024-06-01 | 77041.38 | 537652.47 | 6.9787 | TRUE |  | 7.0396 | trailing 12 calibrated months (Jun/23-May/24) | 542339.425 | 537652.47 | published | 37610 | 14.2955 | 0.50484
Peru | PE | 2024-07-01 | 80713.7548 | 570137.1 | 7.0637 | TRUE |  | 7.0848 | trailing 12 calibrated months (Jul/23-Jun/24) | 571839.9865 | 570137.1 | published | 37610 | 15.1592 | 0.53534
Peru | PE | 2024-08-01 | 79942.2097 | 566733.36 | 7.0893 | TRUE |  | 7.0892 | trailing 12 calibrated months (Aug/23-Jul/24) | 566726.2819 | 566733.36 | published | 37610 | 15.0687 | 0.53215
Peru | PE | 2024-09-01 | 81585.2667 | 579701.865 | 7.1055 | TRUE |  | 7.1098 | trailing 12 calibrated months (Sep/23-Aug/24) | 580054.7819 | 579701.865 | published | 37610 | 15.4135 | 0.54432
Peru | PE | 2024-10-01 | 81321.3387 | 580243.95 | 7.1352 | TRUE |  | 7.141 | trailing 12 calibrated months (Oct/23-Sep/24) | 580712.5856 | 580243.95 | published | 37610 | 15.4279 | 0.54483
Peru | PE | 2024-11-01 | 70241.5667 | 504718.41 | 7.1855 | TRUE |  | 7.1623 | trailing 12 calibrated months (Nov/23-Oct/24) | 503090.9807 | 504718.41 | published | 37610 | 13.4198 | 0.47392
Peru | PE | 2024-12-01 | 43456.4065 | 318827.985 | 7.3367 | TRUE |  | 7.1895 | trailing 12 calibrated months (Dec/23-Nov/24) | 312431.9222 | 318827.985 | published | 37610 | 8.4772 | 0.29937
Peru | PE | 2025-01-01 | 40984.6871 | 310748.895 | 7.5821 | TRUE |  | 7.1999 | trailing 12 calibrated months (Jan/24-Dec/24) | 295084.9024 | 310748.895 | published | 37610 | 8.2624 | 0.29178
Peru | PE | 2025-02-01 | 53370.2571 | 402939.555 | 7.5499 | TRUE |  | 7.2093 | trailing 12 calibrated months (Feb/24-Jan/25) | 384761.9086 | 402939.555 | published | 37610 | 10.7136 | 0.37835
Peru | PE | 2025-03-01 | 54673.329 | 410734.29 | 7.5125 | TRUE |  | 7.2163 | trailing 12 calibrated months (Mar/24-Feb/25) | 394536.4236 | 410734.29 | published | 37610 | 10.9209 | 0.38567
Peru | PE | 2025-04-01 | 41756.1467 | 321293.46 | 7.6945 | TRUE |  | 7.2193 | trailing 12 calibrated months (Apr/24-Mar/25) | 301448.2947 | 321293.46 | published | 37610 | 8.5428 | 0.30169
Peru | PE | 2025-05-01 | 48171.7613 | 366853.095 | 7.6155 | TRUE |  | 7.2332 | trailing 12 calibrated months (May/24-Apr/25) | 348438.058 | 366853.095 | published | 37610 | 9.7541 | 0.34446
Peru | PE | 2025-06-01 | 60640.97 | 444871.8 | 7.3362 | TRUE |  | 7.2626 | trailing 12 calibrated months (Jun/24-May/25) | 440408.8648 | 444871.8 | published | 37610 | 11.8286 | 0.41772
Peru | PE | 2025-07-01 | 76574.6516 | 544652.715 | 7.1127 | TRUE |  | 7.2983 | trailing 12 calibrated months (Jul/24-Jun/25) | 558864.2868 | 544652.715 | published | 37610 | 14.4816 | 0.51141
Peru | PE | 2025-08-01 | 76778.2226 | 552905.4 | 7.2013 | TRUE |  | 7.3047 | trailing 12 calibrated months (Aug/24-Jul/25) | 560845.0143 | 552905.4 | published | 37610 | 14.701 | 0.51916
Peru | PE | 2025-09-01 | 78064.9633 | 564585.255 | 7.2322 | TRUE |  | 7.3175 | trailing 12 calibrated months (Sep/24-Aug/25) | 571237.7589 | 564585.255 | published | 37610 | 15.0116 | 0.53013
Peru | PE | 2025-10-01 | 56641.0387 | 418252.125 | 7.3843 | TRUE |  | 7.3321 | trailing 12 calibrated months (Oct/24-Sep/25) | 415299.2199 | 418252.125 | published | 37610 | 11.1208 | 0.39273
Peru | PE | 2025-11-01 | 57044.2833 | 424639.995 | 7.444 | TRUE |  | 7.3592 | trailing 12 calibrated months (Nov/24-Oct/25) | 419798.5513 | 424639.995 | published | 37610 | 11.2906 | 0.39872
Peru | PE | 2025-12-01 | 69610.0935 | 538378.8 | 7.7342 | TRUE |  | 7.3839 | trailing 12 calibrated months (Dec/24-Nov/25) | 513996.4162 | 538378.8 | published | 37610 | 14.3148 | 0.50552
Peru | PE | 2026-01-01 | 52551.7742 | 432212.145 | 8.2245 | TRUE |  | 7.4209 | trailing 12 calibrated months (Jan/25-Dec/25) | 389983.6171 | 432212.145 | published | 37610 | 11.4919 | 0.40583
Peru | PE | 2026-02-01 | 47652.3786 | 385907.01 | 8.0984 | TRUE |  | 7.47 | trailing 12 calibrated months (Feb/25-Jan/26) | 355964.1722 | 385907.01 | published | 37610 | 10.2608 | 0.36236
Peru | PE | 2026-03-01 | 40750.8613 | 269528.07 | 6.614 | TRUE |  | 7.5057 | trailing 12 calibrated months (Mar/25-Feb/26) | 305862.8389 | 269528.07 | published | 37610 | 7.1664 | 0.25308
Peru | PE | 2026-04-01 | 52394.4967 | 391417.32 | 7.4706 | TRUE |  | 7.4537 | trailing 12 calibrated months (Apr/25-Mar/26) | 390532.8644 | 391417.32 | published | 37610 | 10.4073 | 0.36753
Peru | PE | 2026-05-01 | 61416.1613 | 450326.73 | 7.3324 | TRUE |  | 7.4409 | trailing 12 calibrated months (May/25-Apr/26) | 456991.9308 | 450326.73 | published | 37610 | 11.9736 | 0.42284
Peru | PE | 2026-06-01 | 77929.7533 | 564738.615 | 7.2468 | TRUE |  | 7.4203 | trailing 12 calibrated months (Jun/25-May/26) | 578258.8086 | 564738.615 | published | 37610 | 15.0157 | 0.53027
Peru | PE | 2026-07-01 | 87291.7968 | 607007.4 | 6.9538 | TRUE |  | 7.409 | trailing 12 calibrated months (Jul/25-Jun/26) | 646744.1376 | 607007.4 | published | 37610 | 16.1395 | 0.56996
Peru | PE | 2026-08-01 | 85004.4452 | 570694.095 | 6.7137 | TRUE |  | 7.3865 | trailing 12 calibrated months (Aug/25-Jul/26) | 627885.611 | 570694.095 | published | 37610 | 15.174 | 0.53587
Peru | PE | 2026-09-01 | 87820.46 | 647642.475 | 7.3746 | TRUE |  | 7.3304 | trailing 12 calibrated months (Sep/25-Aug/26) | 643761.4515 | 647642.475 | published | 37610 | 17.22 | 0.60812
Peru | PE | 2026-10-01 | 87841.4692 |  |  | FALSE |  | 7.3453 | trailing 12 calibrated months (Oct/25-Sep/26) | 645222.1754 | 645222.1754 | estimated | 37610 | 17.1556 | 0.60584
Panama | PA | 2021-01-01 | 3860.3548 |  |  | FALSE |  | 7 | ASSUMPTION: 7.0 MMBtu/MWh, the same as panama_gas.xlsx (AES Colón combined cycle) | 27022.4839 | 27022.4839 | estimated | 36374 | 0.74291 | 0.026236
Panama | PA | 2021-02-01 | 6379.2857 |  |  | FALSE |  | 7 | ASSUMPTION: 7.0 MMBtu/MWh, the same as panama_gas.xlsx (AES Colón combined cycle) | 44655 | 44655 | estimated | 36374 | 1.2277 | 0.043355
Panama | PA | 2021-03-01 | 6732.9032 |  |  | FALSE |  | 7 | ASSUMPTION: 7.0 MMBtu/MWh, the same as panama_gas.xlsx (AES Colón combined cycle) | 47130.3226 | 47130.3226 | estimated | 36374 | 1.2957 | 0.045758
Panama | PA | 2021-04-01 | 5186.3 |  |  | FALSE |  | 7 | ASSUMPTION: 7.0 MMBtu/MWh, the same as panama_gas.xlsx (AES Colón combined cycle) | 36304.1 | 36304.1 | estimated | 36374 | 0.99808 | 0.035247
Panama | PA | 2021-05-01 | 3219.9194 |  |  | FALSE |  | 7 | ASSUMPTION: 7.0 MMBtu/MWh, the same as panama_gas.xlsx (AES Colón combined cycle) | 22539.4355 | 22539.4355 | estimated | 36374 | 0.61966 | 0.021883
Panama | PA | 2021-06-01 | 2108 |  |  | FALSE |  | 7 | ASSUMPTION: 7.0 MMBtu/MWh, the same as panama_gas.xlsx (AES Colón combined cycle) | 14756 | 14756 | estimated | 36374 | 0.40567 | 0.014326
Panama | PA | 2021-07-01 | 3464.4452 |  |  | FALSE |  | 7 | ASSUMPTION: 7.0 MMBtu/MWh, the same as panama_gas.xlsx (AES Colón combined cycle) | 24251.1161 | 24251.1161 | estimated | 36374 | 0.66672 | 0.023545
Panama | PA | 2021-08-01 | 1486.5452 |  |  | FALSE |  | 7 | ASSUMPTION: 7.0 MMBtu/MWh, the same as panama_gas.xlsx (AES Colón combined cycle) | 10405.8161 | 10405.8161 | estimated | 36374 | 0.28608 | 0.010103
Panama | PA | 2021-09-01 | 1122.88 |  |  | FALSE |  | 7 | ASSUMPTION: 7.0 MMBtu/MWh, the same as panama_gas.xlsx (AES Colón combined cycle) | 7860.16 | 7860.16 | estimated | 36374 | 0.21609 | 0.0076313
Panama | PA | 2021-10-01 | 3445.5613 |  |  | FALSE |  | 7 | ASSUMPTION: 7.0 MMBtu/MWh, the same as panama_gas.xlsx (AES Colón combined cycle) | 24118.929 | 24118.929 | estimated | 36374 | 0.66308 | 0.023417
Panama | PA | 2021-11-01 | 4626.8367 |  |  | FALSE |  | 7 | ASSUMPTION: 7.0 MMBtu/MWh, the same as panama_gas.xlsx (AES Colón combined cycle) | 32387.8567 | 32387.8567 | estimated | 36374 | 0.89041 | 0.031445
Panama | PA | 2021-12-01 | 7355.7645 |  |  | FALSE |  | 7 | ASSUMPTION: 7.0 MMBtu/MWh, the same as panama_gas.xlsx (AES Colón combined cycle) | 51490.3516 | 51490.3516 | estimated | 36374 | 1.4156 | 0.049991
Panama | PA | 2022-01-01 | 7119.9355 |  |  | FALSE |  | 7 | ASSUMPTION: 7.0 MMBtu/MWh, the same as panama_gas.xlsx (AES Colón combined cycle) | 49839.5484 | 49839.5484 | estimated | 36374 | 1.3702 | 0.048388
Panama | PA | 2022-02-01 | 7881.6821 |  |  | FALSE |  | 7 | ASSUMPTION: 7.0 MMBtu/MWh, the same as panama_gas.xlsx (AES Colón combined cycle) | 55171.775 | 55171.775 | estimated | 36374 | 1.5168 | 0.053565
Panama | PA | 2022-03-01 | 7505.2387 |  |  | FALSE |  | 7 | ASSUMPTION: 7.0 MMBtu/MWh, the same as panama_gas.xlsx (AES Colón combined cycle) | 52536.671 | 52536.671 | estimated | 36374 | 1.4443 | 0.051007
Panama | PA | 2022-04-01 | 7666.0793 |  |  | FALSE |  | 7 | ASSUMPTION: 7.0 MMBtu/MWh, the same as panama_gas.xlsx (AES Colón combined cycle) | 53662.5552 | 53662.5552 | estimated | 36374 | 1.4753 | 0.0521
Panama | PA | 2022-05-01 | 2407.7742 |  |  | FALSE |  | 7 | ASSUMPTION: 7.0 MMBtu/MWh, the same as panama_gas.xlsx (AES Colón combined cycle) | 16854.4194 | 16854.4194 | estimated | 36374 | 0.46336 | 0.016364
Panama | PA | 2022-06-01 | 196.9933 |  |  | FALSE |  | 7 | ASSUMPTION: 7.0 MMBtu/MWh, the same as panama_gas.xlsx (AES Colón combined cycle) | 1378.9533 | 1378.9533 | estimated | 36374 | 0.03791 | 0.0013388
Panama | PA | 2022-07-01 | 0 |  |  | FALSE |  | 7 | ASSUMPTION: 7.0 MMBtu/MWh, the same as panama_gas.xlsx (AES Colón combined cycle) | 0 | 0 | estimated | 36374 | 0 | 0
Panama | PA | 2022-08-01 | 176.1935 |  |  | FALSE |  | 7 | ASSUMPTION: 7.0 MMBtu/MWh, the same as panama_gas.xlsx (AES Colón combined cycle) | 1233.3548 | 1233.3548 | estimated | 36374 | 0.033908 | 0.0011974
Panama | PA | 2022-09-01 | 10.8167 |  |  | FALSE |  | 7 | ASSUMPTION: 7.0 MMBtu/MWh, the same as panama_gas.xlsx (AES Colón combined cycle) | 75.7167 | 75.7167 | estimated | 36374 | 0.0020816 | 7.3512e-05
Panama | PA | 2022-10-01 | 135.3065 |  |  | FALSE |  | 7 | ASSUMPTION: 7.0 MMBtu/MWh, the same as panama_gas.xlsx (AES Colón combined cycle) | 947.1452 | 947.1452 | estimated | 36374 | 0.026039 | 0.00091956
Panama | PA | 2022-11-01 | 4669.4667 |  |  | FALSE |  | 7 | ASSUMPTION: 7.0 MMBtu/MWh, the same as panama_gas.xlsx (AES Colón combined cycle) | 32686.2667 | 32686.2667 | estimated | 36374 | 0.89862 | 0.031734
Panama | PA | 2022-12-01 | 6701.8194 |  |  | FALSE |  | 7 | ASSUMPTION: 7.0 MMBtu/MWh, the same as panama_gas.xlsx (AES Colón combined cycle) | 46912.7355 | 46912.7355 | estimated | 36374 | 1.2897 | 0.045547
Panama | PA | 2023-01-01 | 7288.5484 |  |  | FALSE |  | 7 | ASSUMPTION: 7.0 MMBtu/MWh, the same as panama_gas.xlsx (AES Colón combined cycle) | 51019.8387 | 51019.8387 | estimated | 36374 | 1.4026 | 0.049534
Panama | PA | 2023-02-01 | 7901.4107 |  |  | FALSE |  | 7 | ASSUMPTION: 7.0 MMBtu/MWh, the same as panama_gas.xlsx (AES Colón combined cycle) | 55309.875 | 55309.875 | estimated | 36374 | 1.5206 | 0.053699
Panama | PA | 2023-03-01 | 7915.2097 |  |  | FALSE |  | 7 | ASSUMPTION: 7.0 MMBtu/MWh, the same as panama_gas.xlsx (AES Colón combined cycle) | 55406.4677 | 55406.4677 | estimated | 36374 | 1.5232 | 0.053793
Panama | PA | 2023-04-01 | 7332.74 |  |  | FALSE |  | 7 | ASSUMPTION: 7.0 MMBtu/MWh, the same as panama_gas.xlsx (AES Colón combined cycle) | 51329.18 | 51329.18 | estimated | 36374 | 1.4112 | 0.049834
Panama | PA | 2023-05-01 | 8174.4258 |  |  | FALSE |  | 7 | ASSUMPTION: 7.0 MMBtu/MWh, the same as panama_gas.xlsx (AES Colón combined cycle) | 57220.9806 | 57220.9806 | estimated | 36374 | 1.5731 | 0.055555
Panama | PA | 2023-06-01 | 7695.5167 |  |  | FALSE |  | 7 | ASSUMPTION: 7.0 MMBtu/MWh, the same as panama_gas.xlsx (AES Colón combined cycle) | 53868.6167 | 53868.6167 | estimated | 36374 | 1.481 | 0.0523
Panama | PA | 2023-07-01 | 8067.0323 |  |  | FALSE |  | 7 | ASSUMPTION: 7.0 MMBtu/MWh, the same as panama_gas.xlsx (AES Colón combined cycle) | 56469.2258 | 56469.2258 | estimated | 36374 | 1.5525 | 0.054825
Panama | PA | 2023-08-01 | 7911.3548 |  |  | FALSE |  | 7 | ASSUMPTION: 7.0 MMBtu/MWh, the same as panama_gas.xlsx (AES Colón combined cycle) | 55379.4839 | 55379.4839 | estimated | 36374 | 1.5225 | 0.053767
Panama | PA | 2023-09-01 | 7360.8233 |  |  | FALSE |  | 7 | ASSUMPTION: 7.0 MMBtu/MWh, the same as panama_gas.xlsx (AES Colón combined cycle) | 51525.7633 | 51525.7633 | estimated | 36374 | 1.4166 | 0.050025
Panama | PA | 2023-10-01 | 4336.3387 |  |  | FALSE |  | 7 | ASSUMPTION: 7.0 MMBtu/MWh, the same as panama_gas.xlsx (AES Colón combined cycle) | 30354.371 | 30354.371 | estimated | 36374 | 0.83451 | 0.02947
Panama | PA | 2023-11-01 | 6800.6067 |  |  | FALSE |  | 7 | ASSUMPTION: 7.0 MMBtu/MWh, the same as panama_gas.xlsx (AES Colón combined cycle) | 47604.2467 | 47604.2467 | estimated | 36374 | 1.3087 | 0.046218
Panama | PA | 2023-12-01 | 6176.9032 |  |  | FALSE |  | 7 | ASSUMPTION: 7.0 MMBtu/MWh, the same as panama_gas.xlsx (AES Colón combined cycle) | 43238.3226 | 43238.3226 | estimated | 36374 | 1.1887 | 0.041979
Panama | PA | 2024-01-01 | 8074.7903 |  |  | FALSE |  | 7 | ASSUMPTION: 7.0 MMBtu/MWh, the same as panama_gas.xlsx (AES Colón combined cycle) | 56523.5323 | 56523.5323 | estimated | 36374 | 1.554 | 0.054877
Panama | PA | 2024-02-01 | 7196.2138 |  |  | FALSE |  | 7 | ASSUMPTION: 7.0 MMBtu/MWh, the same as panama_gas.xlsx (AES Colón combined cycle) | 50373.4966 | 50373.4966 | estimated | 36374 | 1.3849 | 0.048906
Panama | PA | 2024-03-01 | 6162.7742 |  |  | FALSE |  | 7 | ASSUMPTION: 7.0 MMBtu/MWh, the same as panama_gas.xlsx (AES Colón combined cycle) | 43139.4194 | 43139.4194 | estimated | 36374 | 1.186 | 0.041883
Panama | PA | 2024-04-01 | 7766.1733 |  |  | FALSE |  | 7 | ASSUMPTION: 7.0 MMBtu/MWh, the same as panama_gas.xlsx (AES Colón combined cycle) | 54363.2133 | 54363.2133 | estimated | 36374 | 1.4946 | 0.05278
Panama | PA | 2024-05-01 | 7770.6129 |  |  | FALSE |  | 7 | ASSUMPTION: 7.0 MMBtu/MWh, the same as panama_gas.xlsx (AES Colón combined cycle) | 54394.2903 | 54394.2903 | estimated | 36374 | 1.4954 | 0.05281
Panama | PA | 2024-06-01 | 6869.2069 |  |  | FALSE |  | 7 | ASSUMPTION: 7.0 MMBtu/MWh, the same as panama_gas.xlsx (AES Colón combined cycle) | 48084.4483 | 48084.4483 | estimated | 36374 | 1.3219 | 0.046684
Panama | PA | 2024-07-01 | 5641.5161 |  |  | FALSE |  | 7 | ASSUMPTION: 7.0 MMBtu/MWh, the same as panama_gas.xlsx (AES Colón combined cycle) | 39490.6129 | 39490.6129 | estimated | 36374 | 1.0857 | 0.038341
Panama | PA | 2024-08-01 | 5984.0129 |  |  | FALSE |  | 7 | ASSUMPTION: 7.0 MMBtu/MWh, the same as panama_gas.xlsx (AES Colón combined cycle) | 41888.0903 | 41888.0903 | estimated | 36374 | 1.1516 | 0.040668
Panama | PA | 2024-09-01 | 6047.86 |  |  | FALSE |  | 7 | ASSUMPTION: 7.0 MMBtu/MWh, the same as panama_gas.xlsx (AES Colón combined cycle) | 42335.02 | 42335.02 | estimated | 36374 | 1.1639 | 0.041102
Panama | PA | 2024-10-01 | 6636.6548 |  |  | FALSE |  | 7 | ASSUMPTION: 7.0 MMBtu/MWh, the same as panama_gas.xlsx (AES Colón combined cycle) | 46456.5839 | 46456.5839 | estimated | 36374 | 1.2772 | 0.045104
Panama | PA | 2024-11-01 | 1039.7367 |  |  | FALSE |  | 7 | ASSUMPTION: 7.0 MMBtu/MWh, the same as panama_gas.xlsx (AES Colón combined cycle) | 7278.1567 | 7278.1567 | estimated | 36374 | 0.20009 | 0.0070662
Panama | PA | 2024-12-01 | 1777.0452 |  |  | FALSE |  | 7 | ASSUMPTION: 7.0 MMBtu/MWh, the same as panama_gas.xlsx (AES Colón combined cycle) | 12439.3161 | 12439.3161 | estimated | 36374 | 0.34198 | 0.012077
Panama | PA | 2025-01-01 | 3830.0516 |  |  | FALSE |  | 7 | ASSUMPTION: 7.0 MMBtu/MWh, the same as panama_gas.xlsx (AES Colón combined cycle) | 26810.3613 | 26810.3613 | estimated | 36374 | 0.73707 | 0.02603
Panama | PA | 2025-02-01 | 9643.5536 |  |  | FALSE |  | 7 | ASSUMPTION: 7.0 MMBtu/MWh, the same as panama_gas.xlsx (AES Colón combined cycle) | 67504.875 | 67504.875 | estimated | 36374 | 1.8559 | 0.065539
Panama | PA | 2025-03-01 | 12130.4742 |  |  | FALSE |  | 7 | ASSUMPTION: 7.0 MMBtu/MWh, the same as panama_gas.xlsx (AES Colón combined cycle) | 84913.3194 | 84913.3194 | estimated | 36374 | 2.3345 | 0.08244
Panama | PA | 2025-04-01 | 12975.3933 |  |  | FALSE |  | 7 | ASSUMPTION: 7.0 MMBtu/MWh, the same as panama_gas.xlsx (AES Colón combined cycle) | 90827.7533 | 90827.7533 | estimated | 36374 | 2.4971 | 0.088183
Panama | PA | 2025-05-01 | 8933.129 |  |  | FALSE |  | 7 | ASSUMPTION: 7.0 MMBtu/MWh, the same as panama_gas.xlsx (AES Colón combined cycle) | 62531.9032 | 62531.9032 | estimated | 36374 | 1.7191 | 0.060711
Panama | PA | 2025-06-01 | 10316.7233 |  |  | FALSE |  | 7 | ASSUMPTION: 7.0 MMBtu/MWh, the same as panama_gas.xlsx (AES Colón combined cycle) | 72217.0633 | 72217.0633 | estimated | 36374 | 1.9854 | 0.070114
Panama | PA | 2025-07-01 | 6096.9742 |  |  | FALSE |  | 7 | ASSUMPTION: 7.0 MMBtu/MWh, the same as panama_gas.xlsx (AES Colón combined cycle) | 42678.8194 | 42678.8194 | estimated | 36374 | 1.1733 | 0.041436
Panama | PA | 2025-08-01 | 7131.129 |  |  | FALSE |  | 7 | ASSUMPTION: 7.0 MMBtu/MWh, the same as panama_gas.xlsx (AES Colón combined cycle) | 49917.9032 | 49917.9032 | estimated | 36374 | 1.3724 | 0.048464
Panama | PA | 2025-09-01 | 8937.66 |  |  | FALSE |  | 7 | ASSUMPTION: 7.0 MMBtu/MWh, the same as panama_gas.xlsx (AES Colón combined cycle) | 62563.62 | 62563.62 | estimated | 36374 | 1.72 | 0.060742
Panama | PA | 2025-10-01 | 6933.1968 |  |  | FALSE |  | 7 | ASSUMPTION: 7.0 MMBtu/MWh, the same as panama_gas.xlsx (AES Colón combined cycle) | 48532.3774 | 48532.3774 | estimated | 36374 | 1.3343 | 0.047119
Panama | PA | 2025-11-01 | 6462.6 |  |  | FALSE |  | 7 | ASSUMPTION: 7.0 MMBtu/MWh, the same as panama_gas.xlsx (AES Colón combined cycle) | 45238.2 | 45238.2 | estimated | 36374 | 1.2437 | 0.043921
Panama | PA | 2025-12-01 | 6754.6742 |  |  | FALSE |  | 7 | ASSUMPTION: 7.0 MMBtu/MWh, the same as panama_gas.xlsx (AES Colón combined cycle) | 47282.7194 | 47282.7194 | estimated | 36374 | 1.2999 | 0.045906
Panama | PA | 2026-01-01 | 6872.8903 |  |  | FALSE |  | 7 | ASSUMPTION: 7.0 MMBtu/MWh, the same as panama_gas.xlsx (AES Colón combined cycle) | 48110.2323 | 48110.2323 | estimated | 36374 | 1.3227 | 0.046709
Panama | PA | 2026-02-01 | 3053.3464 |  |  | FALSE |  | 7 | ASSUMPTION: 7.0 MMBtu/MWh, the same as panama_gas.xlsx (AES Colón combined cycle) | 21373.425 | 21373.425 | estimated | 36374 | 0.5876 | 0.020751
Panama | PA | 2026-03-01 | 6582.3226 |  |  | FALSE |  | 7 | ASSUMPTION: 7.0 MMBtu/MWh, the same as panama_gas.xlsx (AES Colón combined cycle) | 46076.2581 | 46076.2581 | estimated | 36374 | 1.2667 | 0.044734
Panama | PA | 2026-04-01 | 9710.8267 |  |  | FALSE |  | 7 | ASSUMPTION: 7.0 MMBtu/MWh, the same as panama_gas.xlsx (AES Colón combined cycle) | 67975.7867 | 67975.7867 | estimated | 36374 | 1.8688 | 0.065996
Panama | PA | 2026-05-01 | 11181.6613 |  |  | FALSE |  | 7 | ASSUMPTION: 7.0 MMBtu/MWh, the same as panama_gas.xlsx (AES Colón combined cycle) | 78271.629 | 78271.629 | estimated | 36374 | 2.1519 | 0.075992
Panama | PA | 2026-06-01 | 11240.9333 |  |  | FALSE |  | 7 | ASSUMPTION: 7.0 MMBtu/MWh, the same as panama_gas.xlsx (AES Colón combined cycle) | 78686.5333 | 78686.5333 | estimated | 36374 | 2.1633 | 0.076395
Panama | PA | 2026-07-01 | 12469.8 |  |  | FALSE |  | 7 | ASSUMPTION: 7.0 MMBtu/MWh, the same as panama_gas.xlsx (AES Colón combined cycle) | 87288.6 | 87288.6 | estimated | 36374 | 2.3998 | 0.084747
Panama | PA | 2026-08-01 | 12904.4226 |  |  | FALSE |  | 7 | ASSUMPTION: 7.0 MMBtu/MWh, the same as panama_gas.xlsx (AES Colón combined cycle) | 90330.9581 | 90330.9581 | estimated | 36374 | 2.4834 | 0.0877
Panama | PA | 2026-09-01 | 10991.73 |  |  | FALSE |  | 7 | ASSUMPTION: 7.0 MMBtu/MWh, the same as panama_gas.xlsx (AES Colón combined cycle) | 76942.11 | 76942.11 | estimated | 36374 | 2.1153 | 0.074701
Panama | PA | 2026-10-01 | 3909.3346 |  |  | FALSE |  | 7 | ASSUMPTION: 7.0 MMBtu/MWh, the same as panama_gas.xlsx (AES Colón combined cycle) | 27365.3423 | 27365.3423 | estimated | 36374 | 0.75233 | 0.026568
El Salvador | SV | 2023-01-01 | 4821.3581 |  |  | FALSE |  | 8.2 | ASSUMPTION: 8.2 MMBtu/MWh, the same as el_salvador_gas.xlsx (Energía del Pacífico engines) | 39535.1361 | 39535.1361 | estimated | 36374 | 1.0869 | 0.038384
El Salvador | SV | 2023-02-01 | 5334.8143 |  |  | FALSE |  | 8.2 | ASSUMPTION: 8.2 MMBtu/MWh, the same as el_salvador_gas.xlsx (Energía del Pacífico engines) | 43745.4771 | 43745.4771 | estimated | 36374 | 1.2027 | 0.042472
El Salvador | SV | 2023-03-01 | 7386.5258 |  |  | FALSE |  | 8.2 | ASSUMPTION: 8.2 MMBtu/MWh, the same as el_salvador_gas.xlsx (Energía del Pacífico engines) | 60569.5116 | 60569.5116 | estimated | 36374 | 1.6652 | 0.058806
El Salvador | SV | 2023-04-01 | 7310.9367 |  |  | FALSE |  | 8.2 | ASSUMPTION: 8.2 MMBtu/MWh, the same as el_salvador_gas.xlsx (Energía del Pacífico engines) | 59949.6807 | 59949.6807 | estimated | 36374 | 1.6481 | 0.058204
El Salvador | SV | 2023-05-01 | 8367.9903 |  |  | FALSE |  | 8.2 | ASSUMPTION: 8.2 MMBtu/MWh, the same as el_salvador_gas.xlsx (Energía del Pacífico engines) | 68617.5206 | 68617.5206 | estimated | 36374 | 1.8864 | 0.066619
El Salvador | SV | 2023-06-01 | 7797.2767 |  |  | FALSE |  | 8.2 | ASSUMPTION: 8.2 MMBtu/MWh, the same as el_salvador_gas.xlsx (Energía del Pacífico engines) | 63937.6687 | 63937.6687 | estimated | 36374 | 1.7578 | 0.062076
El Salvador | SV | 2023-07-01 | 8138.6968 |  |  | FALSE |  | 8.2 | ASSUMPTION: 8.2 MMBtu/MWh, the same as el_salvador_gas.xlsx (Energía del Pacífico engines) | 66737.3135 | 66737.3135 | estimated | 36374 | 1.8348 | 0.064794
El Salvador | SV | 2023-08-01 | 8149 |  |  | FALSE |  | 8.2 | ASSUMPTION: 8.2 MMBtu/MWh, the same as el_salvador_gas.xlsx (Energía del Pacífico engines) | 66821.8 | 66821.8 | estimated | 36374 | 1.8371 | 0.064876
El Salvador | SV | 2023-09-01 | 6907 |  |  | FALSE |  | 8.2 | ASSUMPTION: 8.2 MMBtu/MWh, the same as el_salvador_gas.xlsx (Energía del Pacífico engines) | 56637.4 | 56637.4 | estimated | 36374 | 1.5571 | 0.054988
El Salvador | SV | 2023-10-01 | 5988.3419 |  |  | FALSE |  | 8.2 | ASSUMPTION: 8.2 MMBtu/MWh, the same as el_salvador_gas.xlsx (Energía del Pacífico engines) | 49104.4039 | 49104.4039 | estimated | 36374 | 1.35 | 0.047674
El Salvador | SV | 2023-11-01 | 6013.24 |  |  | FALSE |  | 8.2 | ASSUMPTION: 8.2 MMBtu/MWh, the same as el_salvador_gas.xlsx (Energía del Pacífico engines) | 49308.568 | 49308.568 | estimated | 36374 | 1.3556 | 0.047873
El Salvador | SV | 2023-12-01 | 5224.4484 |  |  | FALSE |  | 8.2 | ASSUMPTION: 8.2 MMBtu/MWh, the same as el_salvador_gas.xlsx (Energía del Pacífico engines) | 42840.4768 | 42840.4768 | estimated | 36374 | 1.1778 | 0.041593
El Salvador | SV | 2024-01-01 | 6402.2839 |  |  | FALSE |  | 8.2 | ASSUMPTION: 8.2 MMBtu/MWh, the same as el_salvador_gas.xlsx (Energía del Pacífico engines) | 52498.7277 | 52498.7277 | estimated | 36374 | 1.4433 | 0.05097
El Salvador | SV | 2024-02-01 | 7096.8207 |  |  | FALSE |  | 8.2 | ASSUMPTION: 8.2 MMBtu/MWh, the same as el_salvador_gas.xlsx (Energía del Pacífico engines) | 58193.9297 | 58193.9297 | estimated | 36374 | 1.5999 | 0.056499
El Salvador | SV | 2024-03-01 | 7239.4742 |  |  | FALSE |  | 8.2 | ASSUMPTION: 8.2 MMBtu/MWh, the same as el_salvador_gas.xlsx (Energía del Pacífico engines) | 59363.6884 | 59363.6884 | estimated | 36374 | 1.632 | 0.057635
El Salvador | SV | 2024-04-01 | 7789.62 |  |  | FALSE |  | 8.2 | ASSUMPTION: 8.2 MMBtu/MWh, the same as el_salvador_gas.xlsx (Energía del Pacífico engines) | 63874.884 | 63874.884 | estimated | 36374 | 1.7561 | 0.062015
El Salvador | SV | 2024-05-01 | 7349.5742 |  |  | FALSE |  | 8.2 | ASSUMPTION: 8.2 MMBtu/MWh, the same as el_salvador_gas.xlsx (Energía del Pacífico engines) | 60266.5084 | 60266.5084 | estimated | 36374 | 1.6569 | 0.058511
El Salvador | SV | 2024-06-01 | 6488.0933 |  |  | FALSE |  | 8.2 | ASSUMPTION: 8.2 MMBtu/MWh, the same as el_salvador_gas.xlsx (Energía del Pacífico engines) | 53202.3653 | 53202.3653 | estimated | 36374 | 1.4626 | 0.051653
El Salvador | SV | 2024-07-01 | 4803.0355 |  |  | FALSE |  | 8.2 | ASSUMPTION: 8.2 MMBtu/MWh, the same as el_salvador_gas.xlsx (Energía del Pacífico engines) | 39384.891 | 39384.891 | estimated | 36374 | 1.0828 | 0.038238
El Salvador | SV | 2024-08-01 | 3553.4871 |  |  | FALSE |  | 8.2 | ASSUMPTION: 8.2 MMBtu/MWh, the same as el_salvador_gas.xlsx (Energía del Pacífico engines) | 29138.5942 | 29138.5942 | estimated | 36374 | 0.80108 | 0.02829
El Salvador | SV | 2024-09-01 | 2775.3267 |  |  | FALSE |  | 8.2 | ASSUMPTION: 8.2 MMBtu/MWh, the same as el_salvador_gas.xlsx (Energía del Pacífico engines) | 22757.6787 | 22757.6787 | estimated | 36374 | 0.62566 | 0.022095
El Salvador | SV | 2024-10-01 | 6135.7774 |  |  | FALSE |  | 8.2 | ASSUMPTION: 8.2 MMBtu/MWh, the same as el_salvador_gas.xlsx (Energía del Pacífico engines) | 50313.3748 | 50313.3748 | estimated | 36374 | 1.3832 | 0.048848
El Salvador | SV | 2024-11-01 | 5648.2233 |  |  | FALSE |  | 8.2 | ASSUMPTION: 8.2 MMBtu/MWh, the same as el_salvador_gas.xlsx (Energía del Pacífico engines) | 46315.4313 | 46315.4313 | estimated | 36374 | 1.2733 | 0.044967
El Salvador | SV | 2024-12-01 | 4511.8194 |  |  | FALSE |  | 8.2 | ASSUMPTION: 8.2 MMBtu/MWh, the same as el_salvador_gas.xlsx (Energía del Pacífico engines) | 36996.9187 | 36996.9187 | estimated | 36374 | 1.0171 | 0.035919
El Salvador | SV | 2025-01-01 | 4741.4 |  |  | FALSE |  | 8.2 | ASSUMPTION: 8.2 MMBtu/MWh, the same as el_salvador_gas.xlsx (Energía del Pacífico engines) | 38879.48 | 38879.48 | estimated | 36374 | 1.0689 | 0.037747
El Salvador | SV | 2025-02-01 | 6092.9857 |  |  | FALSE |  | 8.2 | ASSUMPTION: 8.2 MMBtu/MWh, the same as el_salvador_gas.xlsx (Energía del Pacífico engines) | 49962.4829 | 49962.4829 | estimated | 36374 | 1.3736 | 0.048507
El Salvador | SV | 2025-03-01 | 7403.529 |  |  | FALSE |  | 8.2 | ASSUMPTION: 8.2 MMBtu/MWh, the same as el_salvador_gas.xlsx (Energía del Pacífico engines) | 60708.9381 | 60708.9381 | estimated | 36374 | 1.669 | 0.058941
El Salvador | SV | 2025-04-01 | 7100.4333 |  |  | FALSE |  | 8.2 | ASSUMPTION: 8.2 MMBtu/MWh, the same as el_salvador_gas.xlsx (Energía del Pacífico engines) | 58223.5533 | 58223.5533 | estimated | 36374 | 1.6007 | 0.056528
El Salvador | SV | 2025-05-01 | 7725.1839 |  |  | FALSE |  | 8.2 | ASSUMPTION: 8.2 MMBtu/MWh, the same as el_salvador_gas.xlsx (Energía del Pacífico engines) | 63346.5077 | 63346.5077 | estimated | 36374 | 1.7415 | 0.061502
El Salvador | SV | 2025-06-01 | 6172.8033 |  |  | FALSE |  | 8.2 | ASSUMPTION: 8.2 MMBtu/MWh, the same as el_salvador_gas.xlsx (Energía del Pacífico engines) | 50616.9873 | 50616.9873 | estimated | 36374 | 1.3916 | 0.049143
El Salvador | SV | 2025-07-01 | 7008.7194 |  |  | FALSE |  | 8.2 | ASSUMPTION: 8.2 MMBtu/MWh, the same as el_salvador_gas.xlsx (Energía del Pacífico engines) | 57471.4987 | 57471.4987 | estimated | 36374 | 1.58 | 0.055798
El Salvador | SV | 2025-08-01 | 6105.0935 |  |  | FALSE |  | 8.2 | ASSUMPTION: 8.2 MMBtu/MWh, the same as el_salvador_gas.xlsx (Energía del Pacífico engines) | 50061.7671 | 50061.7671 | estimated | 36374 | 1.3763 | 0.048604
El Salvador | SV | 2025-09-01 | 4698.17 |  |  | FALSE |  | 8.2 | ASSUMPTION: 8.2 MMBtu/MWh, the same as el_salvador_gas.xlsx (Energía del Pacífico engines) | 38524.994 | 38524.994 | estimated | 36374 | 1.0591 | 0.037403
El Salvador | SV | 2025-10-01 | 3900.6742 |  |  | FALSE |  | 8.2 | ASSUMPTION: 8.2 MMBtu/MWh, the same as el_salvador_gas.xlsx (Energía del Pacífico engines) | 31985.5284 | 31985.5284 | estimated | 36374 | 0.87935 | 0.031054
El Salvador | SV | 2025-11-01 | 6728.4933 |  |  | FALSE |  | 8.2 | ASSUMPTION: 8.2 MMBtu/MWh, the same as el_salvador_gas.xlsx (Energía del Pacífico engines) | 55173.6453 | 55173.6453 | estimated | 36374 | 1.5168 | 0.053567
El Salvador | SV | 2025-12-01 | 5534.9226 |  |  | FALSE |  | 8.2 | ASSUMPTION: 8.2 MMBtu/MWh, the same as el_salvador_gas.xlsx (Energía del Pacífico engines) | 45386.3652 | 45386.3652 | estimated | 36374 | 1.2478 | 0.044065
Dominican Republic | DO | 2021-01-01 | 20991.6452 | 134327 | 6.3991 | TRUE |  | 7.6723 | first 12 calibrated months (Jan/21-Dec/21) | 161054.4292 | 134327 | published | 36621 | 3.668 | 0.12954
Dominican Republic | DO | 2021-02-01 | 25758.1429 | 201140 | 7.8088 | TRUE |  | 7.6723 | first 12 calibrated months (Jan/21-Dec/21) | 197624.4818 | 201140 | published | 36621 | 5.4925 | 0.19397
Dominican Republic | DO | 2021-03-01 | 25255.9 | 197352 | 7.8141 | TRUE |  | 7.6723 | first 12 calibrated months (Jan/21-Dec/21) | 193771.1184 | 197352 | published | 36621 | 5.389 | 0.19031
Dominican Republic | DO | 2021-04-01 | 24094.64 | 190666 | 7.9132 | TRUE |  | 7.6723 | first 12 calibrated months (Jan/21-Dec/21) | 184861.5706 | 190666 | published | 36621 | 5.2065 | 0.18386
Dominican Republic | DO | 2021-05-01 | 25255.2548 | 201475 | 7.9775 | TRUE |  | 7.6723 | first 12 calibrated months (Jan/21-Dec/21) | 193766.1685 | 201475 | published | 36621 | 5.5016 | 0.19429
Dominican Republic | DO | 2021-06-01 | 22935.6467 | 180667 | 7.8771 | TRUE |  | 7.6723 | first 12 calibrated months (Jan/21-Dec/21) | 175969.4133 | 180667 | published | 36621 | 4.9334 | 0.17422
Dominican Republic | DO | 2021-07-01 | 23554.9806 | 185390 | 7.8705 | TRUE |  | 7.6625 | trailing 6 calibrated months (Jan/21-Jun/21) | 180489.297 | 185390 | published | 36621 | 5.0624 | 0.17878
Dominican Republic | DO | 2021-08-01 | 20937.4613 | 163841 | 7.8253 | TRUE |  | 7.6917 | trailing 7 calibrated months (Jan/21-Jul/21) | 161043.9606 | 163841 | published | 36621 | 4.474 | 0.158
Dominican Republic | DO | 2021-09-01 | 24509.9067 | 187988 | 7.6699 | TRUE |  | 7.7065 | trailing 8 calibrated months (Jan/21-Aug/21) | 188885.159 | 187988 | published | 36621 | 5.1333 | 0.18128
Dominican Republic | DO | 2021-10-01 | 22721.6194 | 176544 | 7.7699 | TRUE |  | 7.7023 | trailing 9 calibrated months (Jan/21-Sep/21) | 175008.1826 | 176544 | published | 36621 | 4.8208 | 0.17025
Dominican Republic | DO | 2021-11-01 | 24155.5367 | 181452 | 7.5118 | TRUE |  | 7.7088 | trailing 10 calibrated months (Jan/21-Oct/21) | 186209.7963 | 181452 | published | 36621 | 4.9549 | 0.17498
Dominican Republic | DO | 2021-12-01 | 22665.0387 | 169162 | 7.4636 | TRUE |  | 7.6905 | trailing 11 calibrated months (Jan/21-Nov/21) | 174305.3904 | 169162 | published | 36621 | 4.6193 | 0.16313
Dominican Republic | DO | 2022-01-01 | 19343.971 | 145189 | 7.5056 | TRUE |  | 7.6723 | trailing 12 calibrated months (Jan/21-Dec/21) | 148412.9605 | 145189 | published | 36621 | 3.9646 | 0.14001
Dominican Republic | DO | 2022-02-01 | 19198.6214 | 150207 | 7.8238 | TRUE |  | 7.7559 | trailing 12 calibrated months (Feb/21-Jan/22) | 148902.5351 | 150207 | published | 36621 | 4.1017 | 0.14485
Dominican Republic | DO | 2022-03-01 | 23414.0968 | 181884 | 7.7681 | TRUE |  | 7.7557 | trailing 12 calibrated months (Mar/21-Feb/22) | 181592.3816 | 181884 | published | 36621 | 4.9667 | 0.1754
Dominican Republic | DO | 2022-04-01 | 24908.26 | 194811 | 7.8211 | TRUE |  | 7.7513 | trailing 12 calibrated months (Apr/21-Mar/22) | 193072.5717 | 194811 | published | 36621 | 5.3197 | 0.18786
Dominican Republic | DO | 2022-05-01 | 23068.5774 | 183371 | 7.949 | TRUE |  | 7.7434 | trailing 12 calibrated months (May/21-Apr/22) | 178630.2939 | 183371 | published | 36621 | 5.0073 | 0.17683
Dominican Republic | DO | 2022-06-01 | 28464.81 | 197338 | 6.9327 | TRUE |  | 7.7391 | trailing 12 calibrated months (Jun/21-May/22) | 220292.8612 | 197338 | published | 36621 | 5.3887 | 0.1903
Dominican Republic | DO | 2022-07-01 | 27008.0258 | 209191 | 7.7455 | TRUE |  | 7.6448 | trailing 12 calibrated months (Jul/21-Jun/22) | 206471.3528 | 209191 | published | 36621 | 5.7123 | 0.20173
Dominican Republic | DO | 2022-08-01 | 26559.8742 | 206037 | 7.7575 | TRUE |  | 7.6356 | trailing 12 calibrated months (Aug/21-Jul/22) | 202799.3321 | 206037 | published | 36621 | 5.6262 | 0.19869
Dominican Republic | DO | 2022-09-01 | 21765.4333 | 167690 | 7.7044 | TRUE |  | 7.633 | trailing 12 calibrated months (Sep/21-Aug/22) | 166135.2502 | 167690 | published | 36621 | 4.5791 | 0.16171
Dominican Republic | DO | 2022-10-01 | 23073.1774 | 174956 | 7.5827 | TRUE |  | 7.6353 | trailing 12 calibrated months (Oct/21-Sep/22) | 176170.2293 | 174956 | published | 36621 | 4.7775 | 0.16872
Dominican Republic | DO | 2022-11-01 | 19026.4067 | 150507 | 7.9104 | TRUE |  | 7.6202 | trailing 12 calibrated months (Nov/21-Oct/22) | 144985.3966 | 150507 | published | 36621 | 4.1099 | 0.14514
Dominican Republic | DO | 2022-12-01 | 19201.7323 | 148195 | 7.7178 | TRUE |  | 7.6494 | trailing 12 calibrated months (Dec/21-Nov/22) | 146882.6587 | 148195 | published | 36621 | 4.0467 | 0.14291
Dominican Republic | DO | 2023-01-01 | 15188.4452 | 118342 | 7.7916 | TRUE |  | 7.6695 | trailing 12 calibrated months (Jan/22-Dec/22) | 116488.3607 | 118342 | published | 36621 | 3.2315 | 0.11412
Dominican Republic | DO | 2023-02-01 | 19375.9357 | 149259 | 7.7033 | TRUE |  | 7.6881 | trailing 12 calibrated months (Feb/22-Jan/23) | 148963.845 | 149259 | published | 36621 | 4.0758 | 0.14393
Dominican Republic | DO | 2023-03-01 | 26318.5387 | 203161 | 7.7193 | TRUE |  | 7.6796 | trailing 12 calibrated months (Mar/22-Feb/23) | 202114.7577 | 203161 | published | 36621 | 5.5477 | 0.19591
Dominican Republic | DO | 2023-04-01 | 25605.6933 | 197377 | 7.7083 | TRUE |  | 7.6758 | trailing 12 calibrated months (Apr/22-Mar/23) | 196544.3533 | 197377 | published | 36621 | 5.3897 | 0.19034
Dominican Republic | DO | 2023-05-01 | 28344.4548 | 221114 | 7.801 | TRUE |  | 7.6657 | trailing 12 calibrated months (May/22-Apr/23) | 217278.9025 | 221114 | published | 36621 | 6.0379 | 0.21323
Dominican Republic | DO | 2023-06-01 | 27809.19 | 220426 | 7.9264 | TRUE |  | 7.656 | trailing 12 calibrated months (Jun/22-May/23) | 212907.5133 | 220426 | published | 36621 | 6.0191 | 0.21256
Dominican Republic | DO | 2023-07-01 | 27520.2516 | 212820 | 7.7332 | TRUE |  | 7.7567 | trailing 12 calibrated months (Jul/22-Jun/23) | 213465.1347 | 212820 | published | 36621 | 5.8114 | 0.20523
Dominican Republic | DO | 2023-08-01 | 27827.9742 | 216084 | 7.765 | TRUE |  | 7.7554 | trailing 12 calibrated months (Aug/22-Jul/23) | 215817.8027 | 216084 | published | 36621 | 5.9005 | 0.20838
Dominican Republic | DO | 2023-09-01 | 26468.7167 | 208952 | 7.8943 | TRUE |  | 7.7562 | trailing 12 calibrated months (Sep/22-Aug/23) | 205296.1787 | 208952 | published | 36621 | 5.7058 | 0.2015
Dominican Republic | DO | 2023-10-01 | 29388.9258 | 235654 | 8.0185 | TRUE |  | 7.7729 | trailing 12 calibrated months (Oct/22-Sep/23) | 228437.7039 | 235654 | published | 36621 | 6.4349 | 0.22725
Dominican Republic | DO | 2023-11-01 | 25957.4533 | 205589 | 7.9202 | TRUE |  | 7.8127 | trailing 12 calibrated months (Nov/22-Oct/23) | 202796.6194 | 205589 | published | 36621 | 5.614 | 0.19826
Dominican Republic | DO | 2023-12-01 | 24019.2258 | 191824 | 7.9863 | TRUE |  | 7.8158 | trailing 12 calibrated months (Dec/22-Nov/23) | 187728.7946 | 191824 | published | 36621 | 5.2381 | 0.18498
Dominican Republic | DO | 2024-01-01 | 24673.8839 | 193259 | 7.8325 | TRUE |  | 7.8354 | trailing 12 calibrated months (Jan/23-Dec/23) | 193330.8153 | 193259 | published | 36621 | 5.2773 | 0.18637
Dominican Republic | DO | 2024-02-01 | 28381.9034 | 218408 | 7.6953 | TRUE |  | 7.8373 | trailing 12 calibrated months (Feb/23-Jan/24) | 222438.6356 | 218408 | published | 36621 | 5.964 | 0.21062
Dominican Republic | DO | 2024-03-01 | 28008.8452 | 219162 | 7.8247 | TRUE |  | 7.8329 | trailing 12 calibrated months (Mar/23-Feb/24) | 219390.2526 | 219162 | published | 36621 | 5.9846 | 0.21134
Dominican Republic | DO | 2024-04-01 | 27598.2767 | 217318 | 7.8743 | TRUE |  | 7.8414 | trailing 12 calibrated months (Apr/23-Mar/24) | 216409.492 | 217318 | published | 36621 | 5.9342 | 0.20957
Dominican Republic | DO | 2024-05-01 | 27425.4097 | 214579 | 7.8241 | TRUE |  | 7.8547 | trailing 12 calibrated months (May/23-Apr/24) | 215417.0916 | 214579 | published | 36621 | 5.8595 | 0.20692
Dominican Republic | DO | 2024-06-01 | 30543.9067 | 241953 | 7.9215 | TRUE |  | 7.8568 | trailing 12 calibrated months (Jun/23-May/24) | 239976.0518 | 241953 | published | 36621 | 6.6069 | 0.23332
Dominican Republic | DO | 2024-07-01 | 29864.5806 | 235811 | 7.896 | TRUE |  | 7.8569 | trailing 12 calibrated months (Jul/23-Jun/24) | 234642.4871 | 235811 | published | 36621 | 6.4392 | 0.2274
Dominican Republic | DO | 2024-08-01 | 30962.1742 | 246300 | 7.9549 | TRUE |  | 7.8707 | trailing 12 calibrated months (Aug/23-Jul/24) | 243694.8994 | 246300 | published | 36621 | 6.7256 | 0.23751
Dominican Republic | DO | 2024-09-01 | 27779.5133 | 221527 | 7.9745 | TRUE |  | 7.8874 | trailing 12 calibrated months (Sep/23-Aug/24) | 219107.4175 | 221527 | published | 36621 | 6.0492 | 0.21362
Dominican Republic | DO | 2024-10-01 | 30940.5452 | 242960 | 7.8525 | TRUE |  | 7.8941 | trailing 12 calibrated months (Oct/23-Sep/24) | 244246.4431 | 242960 | published | 36621 | 6.6344 | 0.23429
Dominican Republic | DO | 2024-11-01 | 28436.9833 | 223736 | 7.8678 | TRUE |  | 7.8794 | trailing 12 calibrated months (Nov/23-Oct/24) | 224065.0668 | 223736 | published | 36621 | 6.1095 | 0.21576
Dominican Republic | DO | 2024-12-01 | 26665.6806 | 209862 | 7.8701 | TRUE |  | 7.8752 | trailing 12 calibrated months (Dec/23-Nov/24) | 209998.8829 | 209862 | published | 36621 | 5.7306 | 0.20238
Dominican Republic | DO | 2025-01-01 | 23810.2452 | 188179 | 7.9033 | TRUE |  | 7.867 | trailing 12 calibrated months (Jan/24-Dec/24) | 187316.025 | 188179 | published | 36621 | 5.1386 | 0.18147
Dominican Republic | DO | 2025-02-01 | 26461.125 | 208550 | 7.8814 | TRUE |  | 7.8721 | trailing 12 calibrated months (Feb/24-Jan/25) | 208303.8415 | 208550 | published | 36621 | 5.6948 | 0.20111
Dominican Republic | DO | 2025-03-01 | 27436.3968 | 217577 | 7.9302 | TRUE |  | 7.8876 | trailing 12 calibrated months (Mar/24-Feb/25) | 216407.7941 | 217577 | published | 36621 | 5.9413 | 0.20982
Dominican Republic | DO | 2025-04-01 | 28772.2767 | 228700 | 7.9486 | TRUE |  | 7.8963 | trailing 12 calibrated months (Apr/24-Mar/25) | 227194.1968 | 228700 | published | 36621 | 6.2451 | 0.22054
Dominican Republic | DO | 2025-05-01 | 27739.8935 | 219578 | 7.9156 | TRUE |  | 7.9025 | trailing 12 calibrated months (May/24-Apr/25) | 219214.9537 | 219578 | published | 36621 | 5.996 | 0.21175
Dominican Republic | DO | 2025-06-01 | 27431.5267 | 215726 | 7.8642 | TRUE |  | 7.9099 | trailing 12 calibrated months (Jun/24-May/25) | 216981.2447 | 215726 | published | 36621 | 5.8908 | 0.20803
Dominican Republic | DO | 2025-07-01 | 28794.2806 | 228455 | 7.934 | TRUE |  | 7.9051 | trailing 12 calibrated months (Jul/24-Jun/25) | 227622.8178 | 228455 | published | 36621 | 6.2384 | 0.22031
Dominican Republic | DO | 2025-08-01 | 29417.3 | 232790 | 7.9134 | TRUE |  | 7.9084 | trailing 12 calibrated months (Aug/24-Jul/25) | 232644.8281 | 232790 | published | 36621 | 6.3567 | 0.22449
Dominican Republic | DO | 2025-09-01 | 29278.2067 | 236866 | 8.0902 | TRUE |  | 7.9046 | trailing 12 calibrated months (Sep/24-Aug/25) | 231431.4145 | 236866 | published | 36621 | 6.468 | 0.22842
Dominican Republic | DO | 2025-10-01 | 26672.7387 | 213235 | 7.9945 | TRUE |  | 7.915 | trailing 12 calibrated months (Oct/24-Sep/25) | 211114.2492 | 213235 | published | 36621 | 5.8228 | 0.20563
Dominican Republic | DO | 2025-11-01 | 30395.0333 | 240581 | 7.9151 | TRUE |  | 7.9272 | trailing 12 calibrated months (Nov/24-Oct/25) | 240948.5647 | 240581 | published | 36621 | 6.5695 | 0.232
Dominican Republic | DO | 2025-12-01 | 29269.8032 | 223980 | 7.6523 | TRUE |  | 7.9312 | trailing 12 calibrated months (Dec/24-Nov/25) | 232144.9402 | 223980 | published | 36621 | 6.1162 | 0.21599
Dominican Republic | DO | 2026-01-01 | 22017.8903 | 173419 | 7.8763 | TRUE |  | 7.9117 | trailing 12 calibrated months (Jan/25-Dec/25) | 174199.5447 | 173419 | published | 36621 | 4.7355 | 0.16723
Dominican Republic | DO | 2026-02-01 | 26051.65 | 204303 | 7.8422 | TRUE |  | 7.91 | trailing 12 calibrated months (Feb/25-Jan/26) | 206068.3181 | 204303 | published | 36621 | 5.5788 | 0.19702
Dominican Republic | DO | 2026-03-01 | 23304.9387 | 169637 | 7.279 | TRUE |  | 7.907 | trailing 12 calibrated months (Mar/25-Feb/26) | 184271.3664 | 169637 | published | 36621 | 4.6322 | 0.16359
Dominican Republic | DO | 2026-04-01 | 29624.65 | 219202 | 7.3993 | TRUE |  | 7.8606 | trailing 12 calibrated months (Apr/25-Mar/26) | 232866.4959 | 219202 | published | 36621 | 5.9857 | 0.21138
Dominican Republic | DO | 2026-05-01 | 32183.0935 | 247517 | 7.6909 | TRUE |  | 7.8115 | trailing 12 calibrated months (May/25-Apr/26) | 251397.583 | 247517 | published | 36621 | 6.7589 | 0.23869
Dominican Republic | DO | 2026-06-01 | 34374.0567 |  |  | FALSE |  | 7.7912 | trailing 12 calibrated months (Jun/25-May/26) | 267816.5285 | 267816.5285 | estimated | 36621 | 7.3132 | 0.25826
Dominican Republic | DO | 2026-07-01 | 32417.0903 |  |  | FALSE |  | 7.7912 | trailing 12 calibrated months (Jun/25-May/26) | 252569.3339 | 252569.3339 | estimated | 36621 | 6.8968 | 0.24356
Dominican Republic | DO | 2026-08-01 | 32451.2645 |  |  | FALSE |  | 7.7912 | trailing 12 calibrated months (Jun/25-May/26) | 252835.5932 | 252835.5932 | estimated | 36621 | 6.9041 | 0.24382
Dominican Republic | DO | 2026-09-01 | 33233.66 |  |  | FALSE |  | 7.7912 | trailing 12 calibrated months (Jun/25-May/26) | 258931.4243 | 258931.4243 | estimated | 36621 | 7.0706 | 0.2497
Dominican Republic | DO | 2026-10-01 | 31081.4038 |  |  | FALSE |  | 7.7912 | trailing 12 calibrated months (Jun/25-May/26) | 242162.6799 | 242162.6799 | estimated | 36621 | 6.6127 | 0.23352
Puerto Rico | PR | 2021-01-01 | 21809.9258 | 210156.9327 | 9.6358 | TRUE |  | 9.2903 | first 12 calibrated months (Jan/21-Dec/21) | 202620.0273 | 210156.9327 | published | 36621 | 5.7387 | 0.20266
Puerto Rico | PR | 2021-02-01 | 23196.1143 | 216701.1054 | 9.3421 | TRUE |  | 9.2903 | first 12 calibrated months (Jan/21-Dec/21) | 215498.088 | 216701.1054 | published | 36621 | 5.9174 | 0.20897
Puerto Rico | PR | 2021-03-01 | 22586.5 | 219810.2283 | 9.7319 | TRUE |  | 9.2903 | first 12 calibrated months (Jan/21-Dec/21) | 209834.6087 | 219810.2283 | published | 36621 | 6.0023 | 0.21197
Puerto Rico | PR | 2021-04-01 | 20839.5333 | 188847.1728 | 9.062 | TRUE |  | 9.2903 | first 12 calibrated months (Jan/21-Dec/21) | 193604.8224 | 188847.1728 | published | 36621 | 5.1568 | 0.18211
Puerto Rico | PR | 2021-05-01 | 22802.2968 | 214258.4847 | 9.3964 | TRUE |  | 9.2903 | first 12 calibrated months (Jan/21-Dec/21) | 211839.4182 | 214258.4847 | published | 36621 | 5.8507 | 0.20662
Puerto Rico | PR | 2021-06-01 | 28800.2533 | 276477.5637 | 9.5998 | TRUE |  | 9.2903 | first 12 calibrated months (Jan/21-Dec/21) | 267562.0343 | 276477.5637 | published | 36621 | 7.5497 | 0.26662
Puerto Rico | PR | 2021-07-01 | 30410.4355 | 288723.6261 | 9.4942 | TRUE |  | 9.4709 | trailing 6 calibrated months (Jan/21-Jun/21) | 288013.6661 | 288723.6261 | published | 36621 | 7.8841 | 0.27842
Puerto Rico | PR | 2021-08-01 | 28039.1032 | 256229.8128 | 9.1383 | TRUE |  | 9.475 | trailing 7 calibrated months (Jan/21-Jul/21) | 265671.8486 | 256229.8128 | published | 36621 | 6.9968 | 0.24709
Puerto Rico | PR | 2021-09-01 | 21207.69 | 178747.101 | 8.4284 | TRUE |  | 9.4275 | trailing 8 calibrated months (Jan/21-Aug/21) | 199935.0153 | 178747.101 | published | 36621 | 4.881 | 0.17237
Puerto Rico | PR | 2021-10-01 | 19755.9484 | 178845.9777 | 9.0528 | TRUE |  | 9.331 | trailing 9 calibrated months (Jan/21-Sep/21) | 184343.4157 | 178845.9777 | published | 36621 | 4.8837 | 0.17247
Puerto Rico | PR | 2021-11-01 | 9383.9267 | 81053.2593 | 8.6375 | TRUE |  | 9.3081 | trailing 10 calibrated months (Jan/21-Oct/21) | 87346.29 | 81053.2593 | published | 36621 | 2.2133 | 0.078162
Puerto Rico | PR | 2021-12-01 | 12272.0548 | 115872.5061 | 9.442 | TRUE |  | 9.2828 | trailing 11 calibrated months (Jan/21-Nov/21) | 113918.8386 | 115872.5061 | published | 36621 | 3.1641 | 0.11174
Puerto Rico | PR | 2022-01-01 | 11461.7935 | 99609.12 | 8.6905 | TRUE |  | 9.2903 | trailing 12 calibrated months (Jan/21-Dec/21) | 106483.1188 | 99609.12 | published | 36621 | 2.72 | 0.096056
Puerto Rico | PR | 2022-02-01 | 13482.95 | 110987.2647 | 8.2317 | TRUE |  | 9.2328 | trailing 12 calibrated months (Feb/21-Jan/22) | 124485.3374 | 110987.2647 | published | 36621 | 3.0307 | 0.10703
Puerto Rico | PR | 2022-03-01 | 17616.4903 | 154320.894 | 8.76 | TRUE |  | 9.1663 | trailing 12 calibrated months (Mar/21-Feb/22) | 161477.6246 | 154320.894 | published | 36621 | 4.214 | 0.14882
Puerto Rico | PR | 2022-04-01 | 14345.61 | 117326.3598 | 8.1786 | TRUE |  | 9.0818 | trailing 12 calibrated months (Apr/21-Mar/22) | 130284.5547 | 117326.3598 | published | 36621 | 3.2038 | 0.11314
Puerto Rico | PR | 2022-05-01 | 15552.2903 | 142228.6398 | 9.1452 | TRUE |  | 9.0272 | trailing 12 calibrated months (May/21-Apr/22) | 140393.6664 | 142228.6398 | published | 36621 | 3.8838 | 0.13716
Puerto Rico | PR | 2022-06-01 | 18682.0267 | 168035.4585 | 8.9945 | TRUE |  | 8.9976 | trailing 12 calibrated months (Jun/21-May/22) | 168093.3022 | 168035.4585 | published | 36621 | 4.5885 | 0.16204
Puerto Rico | PR | 2022-07-01 | 19459.8194 | 167456.8467 | 8.6053 | TRUE |  | 8.9156 | trailing 12 calibrated months (Jul/21-Jun/22) | 173495.7541 | 167456.8467 | published | 36621 | 4.5727 | 0.16148
Puerto Rico | PR | 2022-08-01 | 20917.1742 | 182453.1462 | 8.7226 | TRUE |  | 8.7982 | trailing 12 calibrated months (Aug/21-Jul/22) | 184032.455 | 182453.1462 | published | 36621 | 4.9822 | 0.17594
Puerto Rico | PR | 2022-09-01 | 15199.1067 | 159246.4185 | 10.4774 | TRUE |  | 8.7409 | trailing 12 calibrated months (Sep/21-Aug/22) | 132853.6916 | 159246.4185 | published | 36621 | 4.3485 | 0.15357
Puerto Rico | PR | 2022-10-01 | 14448.9097 | 131154.4494 | 9.0771 | TRUE |  | 8.9164 | trailing 12 calibrated months (Oct/21-Sep/22) | 128832.3176 | 131154.4494 | published | 36621 | 3.5814 | 0.12648
Puerto Rico | PR | 2022-11-01 | 16869.2567 | 149984.9676 | 8.891 | TRUE |  | 8.9144 | trailing 12 calibrated months (Nov/21-Oct/22) | 150378.8005 | 149984.9676 | published | 36621 | 4.0956 | 0.14463
Puerto Rico | PR | 2022-12-01 | 11893.629 | 99316.152 | 8.3504 | TRUE |  | 8.926 | trailing 12 calibrated months (Dec/21-Nov/22) | 106162.0006 | 99316.152 | published | 36621 | 2.712 | 0.095773
Puerto Rico | PR | 2023-01-01 | 16119.6355 | 143664.183 | 8.9124 | TRUE |  | 8.8566 | trailing 12 calibrated months (Jan/22-Dec/22) | 142764.6574 | 143664.183 | published | 36621 | 3.923 | 0.13854
Puerto Rico | PR | 2023-02-01 | 21616.8393 | 194278.0671 | 8.9873 | TRUE |  | 8.871 | trailing 12 calibrated months (Feb/22-Jan/23) | 191762.3597 | 194278.0671 | published | 36621 | 5.3051 | 0.18735
Puerto Rico | PR | 2023-03-01 | 18329.5065 | 163029.3678 | 8.8944 | TRUE |  | 8.9259 | trailing 12 calibrated months (Mar/22-Feb/23) | 163607.351 | 163029.3678 | published | 36621 | 4.4518 | 0.15721
Puerto Rico | PR | 2023-04-01 | 20366.3033 | 195277.8204 | 9.5883 | TRUE |  | 8.9374 | trailing 12 calibrated months (Apr/22-Mar/23) | 182022.2778 | 195277.8204 | published | 36621 | 5.3324 | 0.18831
Puerto Rico | PR | 2023-05-01 | 19646.3161 | 161447.3406 | 8.2177 | TRUE |  | 9.0527 | trailing 12 calibrated months (May/22-Apr/23) | 177851.905 | 161447.3406 | published | 36621 | 4.4086 | 0.15569
Puerto Rico | PR | 2023-06-01 | 22903.0433 | 193582.2681 | 8.4523 | TRUE |  | 8.9691 | trailing 12 calibrated months (Jun/22-May/23) | 205420.3467 | 193582.2681 | published | 36621 | 5.2861 | 0.18668
Puerto Rico | PR | 2023-07-01 | 22757.9419 | 198720.1944 | 8.7319 | TRUE |  | 8.9126 | trailing 12 calibrated months (Jul/22-Jun/23) | 202832.2482 | 198720.1944 | published | 36621 | 5.4264 | 0.19163
Puerto Rico | PR | 2023-08-01 | 23915.6065 | 206084.6775 | 8.6172 | TRUE |  | 8.921 | trailing 12 calibrated months (Aug/22-Jul/23) | 213352.1811 | 206084.6775 | published | 36621 | 5.6275 | 0.19873
Puerto Rico | PR | 2023-09-01 | 24702.29 | 213152.5305 | 8.6289 | TRUE |  | 8.9071 | trailing 12 calibrated months (Sep/22-Aug/23) | 220026.5165 | 213152.5305 | published | 36621 | 5.8205 | 0.20555
Puerto Rico | PR | 2023-10-01 | 19552.7226 | 175934.6082 | 8.998 | TRUE |  | 8.7755 | trailing 12 calibrated months (Oct/22-Sep/23) | 171585.3206 | 175934.6082 | published | 36621 | 4.8042 | 0.16966
Puerto Rico | PR | 2023-11-01 | 20581.4867 | 187829.109 | 9.1261 | TRUE |  | 8.7755 | trailing 12 calibrated months (Nov/22-Oct/23) | 180612.5318 | 187829.109 | published | 36621 | 5.129 | 0.18113
Puerto Rico | PR | 2023-12-01 | 20372.6387 | 174022.992 | 8.542 | TRUE |  | 8.7972 | trailing 12 calibrated months (Dec/22-Nov/23) | 179222.5282 | 174022.992 | published | 36621 | 4.752 | 0.16782
Puerto Rico | PR | 2024-01-01 | 18754.3161 | 151435.1592 | 8.0747 | TRUE |  | 8.7977 | trailing 12 calibrated months (Jan/23-Dec/23) | 164994.4014 | 151435.1592 | published | 36621 | 4.1352 | 0.14603
Puerto Rico | PR | 2024-02-01 | 16622.2862 | 138328.5033 | 8.3219 | TRUE |  | 8.7369 | trailing 12 calibrated months (Feb/23-Jan/24) | 145227.1622 | 138328.5033 | published | 36621 | 3.7773 | 0.13339
Puerto Rico | PR | 2024-03-01 | 19084.1774 | 162344.5551 | 8.5068 | TRUE |  | 8.6873 | trailing 12 calibrated months (Mar/23-Feb/24) | 165790.8802 | 162344.5551 | published | 36621 | 4.4331 | 0.15655
Puerto Rico | PR | 2024-04-01 | 19682.57 | 169925.1021 | 8.6333 | TRUE |  | 8.6583 | trailing 12 calibrated months (Apr/23-Mar/24) | 170417.5518 | 169925.1021 | published | 36621 | 4.6401 | 0.16386
Puerto Rico | PR | 2024-05-01 | 15727.0065 | 130927.3992 | 8.325 | TRUE |  | 8.5801 | trailing 12 calibrated months (May/23-Apr/24) | 134939.6227 | 130927.3992 | published | 36621 | 3.5752 | 0.12626
Puerto Rico | PR | 2024-06-01 | 19406.38 | 173199.0195 | 8.9248 | TRUE |  | 8.5928 | trailing 12 calibrated months (Jun/23-May/24) | 166755.6405 | 173199.0195 | published | 36621 | 4.7295 | 0.16702
Puerto Rico | PR | 2024-07-01 | 17448.5548 | 158678.793 | 9.0941 | TRUE |  | 8.6329 | trailing 12 calibrated months (Jul/23-Jun/24) | 150631.5329 | 158678.793 | published | 36621 | 4.333 | 0.15302
Puerto Rico | PR | 2024-08-01 | 14103.3419 | 143514.0369 | 10.1759 | TRUE |  | 8.6575 | trailing 12 calibrated months (Aug/23-Jul/24) | 122099.1307 | 143514.0369 | published | 36621 | 3.9189 | 0.13839
Puerto Rico | PR | 2024-09-01 | 16650.45 | 147461.7807 | 8.8563 | TRUE |  | 8.7565 | trailing 12 calibrated months (Sep/23-Aug/24) | 145799.081 | 147461.7807 | published | 36621 | 4.0267 | 0.1422
Puerto Rico | PR | 2024-10-01 | 19546.7065 | 181134.7902 | 9.2668 | TRUE |  | 8.7786 | trailing 12 calibrated months (Oct/23-Sep/24) | 171591.7995 | 181134.7902 | published | 36621 | 4.9462 | 0.17467
Puerto Rico | PR | 2024-11-01 | 22048.4467 | 212449.4073 | 9.6356 | TRUE |  | 8.8027 | trailing 12 calibrated months (Nov/23-Oct/24) | 194084.7938 | 212449.4073 | published | 36621 | 5.8013 | 0.20487
Puerto Rico | PR | 2024-12-01 | 18584.629 | 170100.8829 | 9.1528 | TRUE |  | 8.856 | trailing 12 calibrated months (Dec/23-Nov/24) | 164585.476 | 170100.8829 | published | 36621 | 4.6449 | 0.16403
Puerto Rico | PR | 2025-01-01 | 17914.6548 | 172840.1337 | 9.648 | TRUE |  | 8.9107 | trailing 12 calibrated months (Jan/24-Dec/24) | 159632.6564 | 172840.1337 | published | 36621 | 4.7197 | 0.16667
Puerto Rico | PR | 2025-02-01 | 15887.3286 | 150083.8443 | 9.4468 | TRUE |  | 9.044 | trailing 12 calibrated months (Feb/24-Jan/25) | 143684.3786 | 150083.8443 | published | 36621 | 4.0983 | 0.14473
Puerto Rico | PR | 2025-03-01 | 14602.0032 | 134186.6682 | 9.1896 | TRUE |  | 9.1291 | trailing 12 calibrated months (Mar/24-Feb/25) | 133303.4891 | 134186.6682 | published | 36621 | 3.6642 | 0.1294
Puerto Rico | PR | 2025-04-01 | 15287.8433 | 140163.2154 | 9.1683 | TRUE |  | 9.1894 | trailing 12 calibrated months (Apr/24-Mar/25) | 140486.5249 | 140163.2154 | published | 36621 | 3.8274 | 0.13516
Puerto Rico | PR | 2025-05-01 | 19465.9516 | 183430.9269 | 9.4232 | TRUE |  | 9.2407 | trailing 12 calibrated months (May/24-Apr/25) | 179878.9303 | 183430.9269 | published | 36621 | 5.0089 | 0.17689
Puerto Rico | PR | 2025-06-01 | 17814.9667 | 165801.5775 | 9.3069 | TRUE |  | 9.3258 | trailing 12 calibrated months (Jun/24-May/25) | 166138.8654 | 165801.5775 | published | 36621 | 4.5275 | 0.15989
Puerto Rico | PR | 2025-07-01 | 19822.8 | 186660.8991 | 9.4165 | TRUE |  | 9.3614 | trailing 12 calibrated months (Jul/24-Jun/25) | 185568.3371 | 186660.8991 | published | 36621 | 5.0971 | 0.18
Puerto Rico | PR | 2025-08-01 | 25350.4226 | 247583.5947 | 9.7664 | TRUE |  | 9.3885 | trailing 12 calibrated months (Aug/24-Jul/25) | 238003.5557 | 247583.5947 | published | 36621 | 6.7607 | 0.23875
Puerto Rico | PR | 2025-09-01 | 26074.34 | 258503.9769 | 9.9141 | TRUE |  | 9.3817 | trailing 12 calibrated months (Sep/24-Aug/25) | 244621.8551 | 258503.9769 | published | 36621 | 7.0589 | 0.24928
Puerto Rico | PR | 2025-10-01 | 21923.1774 | 212141.7909 | 9.6766 | TRUE |  | 9.4791 | trailing 12 calibrated months (Oct/24-Sep/25) | 207811.6322 | 212141.7909 | published | 36621 | 5.7929 | 0.20457
Puerto Rico | PR | 2025-11-01 | 20091.5467 | 199701.6372 | 9.9396 | TRUE |  | 9.5152 | trailing 12 calibrated months (Nov/24-Oct/25) | 191175.1667 | 199701.6372 | published | 36621 | 5.4532 | 0.19258
Puerto Rico | PR | 2025-12-01 | 15678.8806 | 144202.5117 | 9.1972 | TRUE |  | 9.5404 | trailing 12 calibrated months (Dec/24-Nov/25) | 149583.2256 | 144202.5117 | published | 36621 | 3.9377 | 0.13906
Puerto Rico | PR | 2026-01-01 | 18320.1194 | 172111.3758 | 9.3947 | TRUE |  | 9.5484 | trailing 12 calibrated months (Jan/25-Dec/25) | 174927.0902 | 172111.3758 | published | 36621 | 4.6998 | 0.16597
Puerto Rico | PR | 2026-02-01 | 19860.3536 | 187810.7985 | 9.4566 | TRUE |  | 9.5284 | trailing 12 calibrated months (Feb/25-Jan/26) | 189237.1203 | 187810.7985 | published | 36621 | 5.1285 | 0.18111
Puerto Rico | PR | 2026-03-01 | 21146.2 | 207842.4855 | 9.8288 | TRUE |  | 9.5278 | trailing 12 calibrated months (Mar/25-Feb/26) | 201477.468 | 207842.4855 | published | 36621 | 5.6755 | 0.20043
Puerto Rico | PR | 2026-04-01 | 20523.71 | 200694.0663 | 9.7786 | TRUE |  | 9.5748 | trailing 12 calibrated months (Apr/25-Mar/26) | 196509.7789 | 200694.0663 | published | 36621 | 5.4803 | 0.19354
Puerto Rico | PR | 2026-05-01 | 20771.629 | 201646.2123 | 9.7078 | TRUE |  | 9.617 | trailing 12 calibrated months (May/25-Apr/26) | 199761.3229 | 201646.2123 | published | 36621 | 5.5063 | 0.19445
Puerto Rico | PR | 2026-06-01 | 24637.1667 | 243775.0107 | 9.8946 | TRUE |  | 9.6399 | trailing 12 calibrated months (Jun/25-May/26) | 237499.8566 | 243775.0107 | published | 36621 | 6.6567 | 0.23508
Puerto Rico | PR | 2026-07-01 | 20923.7613 | 200470.6782 | 9.581 | TRUE |  | 9.6879 | trailing 12 calibrated months (Jul/25-Jun/26) | 202707.869 | 200470.6782 | published | 36621 | 5.4742 | 0.19332
Puerto Rico | PR | 2026-08-01 | 23123.2194 | 226471.5882 | 9.7941 | TRUE |  | 9.7002 | trailing 12 calibrated months (Aug/25-Jul/26) | 224300.7942 | 226471.5882 | published | 36621 | 6.1842 | 0.21839
Guatemala | GT | 2021-01-01 | 13.5452 |  |  | FALSE |  | 7.5 | ASSUMPTION: flat 7.5 MMBtu/MWh | 101.5887 | 101.5887 | estimated | 36374 | 0.0027929 | 9.863e-05
Guatemala | GT | 2021-02-01 | 42.1179 |  |  | FALSE |  | 7.5 | ASSUMPTION: flat 7.5 MMBtu/MWh | 315.8839 | 315.8839 | estimated | 36374 | 0.0086843 | 0.00030668
Guatemala | GT | 2021-03-01 | 41.0839 |  |  | FALSE |  | 7.5 | ASSUMPTION: flat 7.5 MMBtu/MWh | 308.129 | 308.129 | estimated | 36374 | 0.0084711 | 0.00029916
Guatemala | GT | 2021-04-01 | 44.8033 |  |  | FALSE |  | 7.5 | ASSUMPTION: flat 7.5 MMBtu/MWh | 336.025 | 336.025 | estimated | 36374 | 0.0092381 | 0.00032624
Guatemala | GT | 2021-05-01 | 45.8258 |  |  | FALSE |  | 7.5 | ASSUMPTION: flat 7.5 MMBtu/MWh | 343.6935 | 343.6935 | estimated | 36374 | 0.0094489 | 0.00033368
Guatemala | GT | 2021-06-01 | 30.6467 |  |  | FALSE |  | 7.5 | ASSUMPTION: flat 7.5 MMBtu/MWh | 229.85 | 229.85 | estimated | 36374 | 0.0063191 | 0.00022316
Guatemala | GT | 2021-07-01 | 14.2935 |  |  | FALSE |  | 7.5 | ASSUMPTION: flat 7.5 MMBtu/MWh | 107.2016 | 107.2016 | estimated | 36374 | 0.0029472 | 0.00010408
Guatemala | GT | 2021-08-01 | 41.7097 |  |  | FALSE |  | 7.5 | ASSUMPTION: flat 7.5 MMBtu/MWh | 312.8226 | 312.8226 | estimated | 36374 | 0.0086002 | 0.00030371
Guatemala | GT | 2021-09-01 | 32.24 |  |  | FALSE |  | 7.5 | ASSUMPTION: flat 7.5 MMBtu/MWh | 241.8 | 241.8 | estimated | 36374 | 0.0066476 | 0.00023476
Guatemala | GT | 2021-10-01 | 49.9419 |  |  | FALSE |  | 7.5 | ASSUMPTION: flat 7.5 MMBtu/MWh | 374.5645 | 374.5645 | estimated | 36374 | 0.010298 | 0.00036366
Guatemala | GT | 2021-11-01 | 53 |  |  | FALSE |  | 7.5 | ASSUMPTION: flat 7.5 MMBtu/MWh | 397.5 | 397.5 | estimated | 36374 | 0.010928 | 0.00038592
Guatemala | GT | 2021-12-01 | 49.0387 |  |  | FALSE |  | 7.5 | ASSUMPTION: flat 7.5 MMBtu/MWh | 367.7903 | 367.7903 | estimated | 36374 | 0.010111 | 0.00035708
Guatemala | GT | 2022-01-01 | 45.5871 |  |  | FALSE |  | 7.5 | ASSUMPTION: flat 7.5 MMBtu/MWh | 341.9032 | 341.9032 | estimated | 36374 | 0.0093997 | 0.00033195
Guatemala | GT | 2022-02-01 | 50.7679 |  |  | FALSE |  | 7.5 | ASSUMPTION: flat 7.5 MMBtu/MWh | 380.7589 | 380.7589 | estimated | 36374 | 0.010468 | 0.00036967
Guatemala | GT | 2022-03-01 | 50.2516 |  |  | FALSE |  | 7.5 | ASSUMPTION: flat 7.5 MMBtu/MWh | 376.8871 | 376.8871 | estimated | 36374 | 0.010361 | 0.00036591
Guatemala | GT | 2022-04-01 | 50.1633 |  |  | FALSE |  | 7.5 | ASSUMPTION: flat 7.5 MMBtu/MWh | 376.225 | 376.225 | estimated | 36374 | 0.010343 | 0.00036527
Guatemala | GT | 2022-05-01 | 20.9032 |  |  | FALSE |  | 7.5 | ASSUMPTION: flat 7.5 MMBtu/MWh | 156.7742 | 156.7742 | estimated | 36374 | 0.0043101 | 0.00015221
Guatemala | GT | 2022-06-01 | 26.8033 |  |  | FALSE |  | 7.5 | ASSUMPTION: flat 7.5 MMBtu/MWh | 201.025 | 201.025 | estimated | 36374 | 0.0055266 | 0.00019517
Guatemala | GT | 2022-07-01 | 6.3097 |  |  | FALSE |  | 7.5 | ASSUMPTION: flat 7.5 MMBtu/MWh | 47.3226 | 47.3226 | estimated | 36374 | 0.001301 | 4.5944e-05
Guatemala | GT | 2022-08-01 | 6.0581 |  |  | FALSE |  | 7.5 | ASSUMPTION: flat 7.5 MMBtu/MWh | 45.4355 | 45.4355 | estimated | 36374 | 0.0012491 | 4.4112e-05
Guatemala | GT | 2022-09-01 | 19.8133 |  |  | FALSE |  | 7.5 | ASSUMPTION: flat 7.5 MMBtu/MWh | 148.6 | 148.6 | estimated | 36374 | 0.0040853 | 0.00014427
Guatemala | GT | 2022-10-01 | 2.471 |  |  | FALSE |  | 7.5 | ASSUMPTION: flat 7.5 MMBtu/MWh | 18.5323 | 18.5323 | estimated | 36374 | 0.00050949 | 1.7993e-05
Guatemala | GT | 2022-11-01 | 14.0067 |  |  | FALSE |  | 7.5 | ASSUMPTION: flat 7.5 MMBtu/MWh | 105.05 | 105.05 | estimated | 36374 | 0.0028881 | 0.00010199
Guatemala | GT | 2022-12-01 | 13.9903 |  |  | FALSE |  | 7.5 | ASSUMPTION: flat 7.5 MMBtu/MWh | 104.9274 | 104.9274 | estimated | 36374 | 0.0028847 | 0.00010187
Guatemala | GT | 2023-01-01 | 0 |  |  | FALSE |  | 7.5 | ASSUMPTION: flat 7.5 MMBtu/MWh | 0 | 0 | estimated | 36374 | 0 | 0
Guatemala | GT | 2023-02-01 | 0 |  |  | FALSE |  | 7.5 | ASSUMPTION: flat 7.5 MMBtu/MWh | 0 | 0 | estimated | 36374 | 0 | 0
Guatemala | GT | 2023-03-01 | 0 |  |  | FALSE |  | 7.5 | ASSUMPTION: flat 7.5 MMBtu/MWh | 0 | 0 | estimated | 36374 | 0 | 0
Guatemala | GT | 2023-04-01 | 0 |  |  | FALSE |  | 7.5 | ASSUMPTION: flat 7.5 MMBtu/MWh | 0 | 0 | estimated | 36374 | 0 | 0
Guatemala | GT | 2023-05-01 | 0 |  |  | FALSE |  | 7.5 | ASSUMPTION: flat 7.5 MMBtu/MWh | 0 | 0 | estimated | 36374 | 0 | 0
Guatemala | GT | 2023-06-01 | 0 |  |  | FALSE |  | 7.5 | ASSUMPTION: flat 7.5 MMBtu/MWh | 0 | 0 | estimated | 36374 | 0 | 0
Guatemala | GT | 2023-07-01 | 0 |  |  | FALSE |  | 7.5 | ASSUMPTION: flat 7.5 MMBtu/MWh | 0 | 0 | estimated | 36374 | 0 | 0
Guatemala | GT | 2023-08-01 | 0 |  |  | FALSE |  | 7.5 | ASSUMPTION: flat 7.5 MMBtu/MWh | 0 | 0 | estimated | 36374 | 0 | 0
Guatemala | GT | 2023-09-01 | 0 |  |  | FALSE |  | 7.5 | ASSUMPTION: flat 7.5 MMBtu/MWh | 0 | 0 | estimated | 36374 | 0 | 0
Guatemala | GT | 2023-10-01 | 0 |  |  | FALSE |  | 7.5 | ASSUMPTION: flat 7.5 MMBtu/MWh | 0 | 0 | estimated | 36374 | 0 | 0
Guatemala | GT | 2023-11-01 | 0 |  |  | FALSE |  | 7.5 | ASSUMPTION: flat 7.5 MMBtu/MWh | 0 | 0 | estimated | 36374 | 0 | 0
Guatemala | GT | 2023-12-01 | 0 |  |  | FALSE |  | 7.5 | ASSUMPTION: flat 7.5 MMBtu/MWh | 0 | 0 | estimated | 36374 | 0 | 0
Guatemala | GT | 2024-01-01 | 1.4129 |  |  | FALSE |  | 7.5 | ASSUMPTION: flat 7.5 MMBtu/MWh | 10.5968 | 10.5968 | estimated | 36374 | 0.00029133 | 1.0288e-05
Guatemala | GT | 2024-02-01 | 19.831 |  |  | FALSE |  | 7.5 | ASSUMPTION: flat 7.5 MMBtu/MWh | 148.7328 | 148.7328 | estimated | 36374 | 0.004089 | 0.0001444
Guatemala | GT | 2024-03-01 | 166.3387 |  |  | FALSE |  | 7.5 | ASSUMPTION: flat 7.5 MMBtu/MWh | 1247.5403 | 1247.5403 | estimated | 36374 | 0.034298 | 0.0012112
Guatemala | GT | 2024-04-01 | 253.18 |  |  | FALSE |  | 7.5 | ASSUMPTION: flat 7.5 MMBtu/MWh | 1898.85 | 1898.85 | estimated | 36374 | 0.052203 | 0.0018436
Guatemala | GT | 2024-05-01 | 288.6677 |  |  | FALSE |  | 7.5 | ASSUMPTION: flat 7.5 MMBtu/MWh | 2165.0081 | 2165.0081 | estimated | 36374 | 0.059521 | 0.002102
Guatemala | GT | 2024-06-01 | 267.27 |  |  | FALSE |  | 7.5 | ASSUMPTION: flat 7.5 MMBtu/MWh | 2004.525 | 2004.525 | estimated | 36374 | 0.055109 | 0.0019461
Guatemala | GT | 2024-07-01 | 231.0226 |  |  | FALSE |  | 7.5 | ASSUMPTION: flat 7.5 MMBtu/MWh | 1732.6694 | 1732.6694 | estimated | 36374 | 0.047635 | 0.0016822
Guatemala | GT | 2024-08-01 | 254.7935 |  |  | FALSE |  | 7.5 | ASSUMPTION: flat 7.5 MMBtu/MWh | 1910.9516 | 1910.9516 | estimated | 36374 | 0.052536 | 0.0018553
Guatemala | GT | 2024-09-01 | 261.8433 |  |  | FALSE |  | 7.5 | ASSUMPTION: flat 7.5 MMBtu/MWh | 1963.825 | 1963.825 | estimated | 36374 | 0.05399 | 0.0019066
Guatemala | GT | 2024-10-01 | 285.8871 |  |  | FALSE |  | 7.5 | ASSUMPTION: flat 7.5 MMBtu/MWh | 2144.1532 | 2144.1532 | estimated | 36374 | 0.058947 | 0.0020817
Guatemala | GT | 2024-11-01 | 192.3633 |  |  | FALSE |  | 7.5 | ASSUMPTION: flat 7.5 MMBtu/MWh | 1442.725 | 1442.725 | estimated | 36374 | 0.039664 | 0.0014007
Guatemala | GT | 2024-12-01 | 203.7645 |  |  | FALSE |  | 7.5 | ASSUMPTION: flat 7.5 MMBtu/MWh | 1528.2339 | 1528.2339 | estimated | 36374 | 0.042014 | 0.0014837
Guatemala | GT | 2025-01-01 | 215.3452 |  |  | FALSE |  | 7.5 | ASSUMPTION: flat 7.5 MMBtu/MWh | 1615.0887 | 1615.0887 | estimated | 36374 | 0.044402 | 0.0015681
Guatemala | GT | 2025-02-01 | 260.0857 |  |  | FALSE |  | 7.5 | ASSUMPTION: flat 7.5 MMBtu/MWh | 1950.6429 | 1950.6429 | estimated | 36374 | 0.053627 | 0.0018938
Guatemala | GT | 2025-03-01 | 262.4935 |  |  | FALSE |  | 7.5 | ASSUMPTION: flat 7.5 MMBtu/MWh | 1968.7016 | 1968.7016 | estimated | 36374 | 0.054124 | 0.0019114
Guatemala | GT | 2025-04-01 | 268.4767 |  |  | FALSE |  | 7.5 | ASSUMPTION: flat 7.5 MMBtu/MWh | 2013.575 | 2013.575 | estimated | 36374 | 0.055358 | 0.0019549
Guatemala | GT | 2025-05-01 | 262.7968 |  |  | FALSE |  | 7.5 | ASSUMPTION: flat 7.5 MMBtu/MWh | 1970.9758 | 1970.9758 | estimated | 36374 | 0.054186 | 0.0019136
Guatemala | GT | 2025-06-01 | 249.9067 |  |  | FALSE |  | 7.5 | ASSUMPTION: flat 7.5 MMBtu/MWh | 1874.3 | 1874.3 | estimated | 36374 | 0.051529 | 0.0018197
Guatemala | GT | 2025-07-01 | 266.2258 |  |  | FALSE |  | 7.5 | ASSUMPTION: flat 7.5 MMBtu/MWh | 1996.6935 | 1996.6935 | estimated | 36374 | 0.054893 | 0.0019385
Guatemala | GT | 2025-08-01 | 288.6387 |  |  | FALSE |  | 7.5 | ASSUMPTION: flat 7.5 MMBtu/MWh | 2164.7903 | 2164.7903 | estimated | 36374 | 0.059515 | 0.0021017
Guatemala | GT | 2025-09-01 | 267.5633 |  |  | FALSE |  | 7.5 | ASSUMPTION: flat 7.5 MMBtu/MWh | 2006.725 | 2006.725 | estimated | 36374 | 0.055169 | 0.0019483
Guatemala | GT | 2025-10-01 | 236.5774 |  |  | FALSE |  | 7.5 | ASSUMPTION: flat 7.5 MMBtu/MWh | 1774.3306 | 1774.3306 | estimated | 36374 | 0.04878 | 0.0017227
Guatemala | GT | 2025-11-01 | 282.13 |  |  | FALSE |  | 7.5 | ASSUMPTION: flat 7.5 MMBtu/MWh | 2115.975 | 2115.975 | estimated | 36374 | 0.058173 | 0.0020544
Guatemala | GT | 2025-12-01 | 271.4548 |  |  | FALSE |  | 7.5 | ASSUMPTION: flat 7.5 MMBtu/MWh | 2035.9113 | 2035.9113 | estimated | 36374 | 0.055972 | 0.0019766
Guatemala | GT | 2026-01-01 | 277.629 |  |  | FALSE |  | 7.5 | ASSUMPTION: flat 7.5 MMBtu/MWh | 2082.2177 | 2082.2177 | estimated | 36374 | 0.057245 | 0.0020216
Guatemala | GT | 2026-02-01 | 300.5143 |  |  | FALSE |  | 7.5 | ASSUMPTION: flat 7.5 MMBtu/MWh | 2253.8571 | 2253.8571 | estimated | 36374 | 0.061963 | 0.0021882
Guatemala | GT | 2026-03-01 | 409.8903 |  |  | FALSE |  | 7.5 | ASSUMPTION: flat 7.5 MMBtu/MWh | 3074.1774 | 3074.1774 | estimated | 36374 | 0.084516 | 0.0029846
Guatemala | GT | 2026-04-01 | 462.6967 |  |  | FALSE |  | 7.5 | ASSUMPTION: flat 7.5 MMBtu/MWh | 3470.225 | 3470.225 | estimated | 36374 | 0.095404 | 0.0033692
Guatemala | GT | 2026-05-01 | 434.0129 |  |  | FALSE |  | 7.5 | ASSUMPTION: flat 7.5 MMBtu/MWh | 3255.0968 | 3255.0968 | estimated | 36374 | 0.08949 | 0.0031603
Guatemala | GT | 2026-06-01 | 458.13 |  |  | FALSE |  | 7.5 | ASSUMPTION: flat 7.5 MMBtu/MWh | 3435.975 | 3435.975 | estimated | 36374 | 0.094462 | 0.0033359
Guatemala | GT | 2026-07-01 | 462.5355 |  |  | FALSE |  | 7.5 | ASSUMPTION: flat 7.5 MMBtu/MWh | 3469.0161 | 3469.0161 | estimated | 36374 | 0.095371 | 0.003368
Guatemala | GT | 2026-08-01 | 378.9677 |  |  | FALSE |  | 7.5 | ASSUMPTION: flat 7.5 MMBtu/MWh | 2842.2581 | 2842.2581 | estimated | 36374 | 0.07814 | 0.0027595
Guatemala | GT | 2026-09-01 | 319.92 |  |  | FALSE |  | 7.5 | ASSUMPTION: flat 7.5 MMBtu/MWh | 2399.4 | 2399.4 | estimated | 36374 | 0.065965 | 0.0023295
Guatemala | GT | 2026-10-01 | 482.5296 |  |  | FALSE |  | 7.5 | ASSUMPTION: flat 7.5 MMBtu/MWh | 3618.9722 | 3618.9722 | estimated | 36374 | 0.099493 | 0.0035136

## Countries
Country | Published power-sector series | Heat rate basis | Latest effective heat rate (12m) | Heat content MMBtu per million m3 | Generation source | First month | Last published month | Last generation month | Months estimated ahead of publication
Argentina | Secretaría de Energía / ENARGAS 'centrales eléctricas' (gas delivered to power plants) | calibrated: 66 months | 6.79 | 36905 | argentina_power_generation_daily.xlsx | Jan/21 | Jun/26 | Oct/26 | 4
Brazil | MME gas bulletin 'Geração elétrica' (national, to Jun 2025 - nothing newer published) | calibrated: 54 months | 8.24 | 36374 | brazil_power_generation_daily.xlsx | Jan/21 | Jun/25 | Oct/26 | 16
Bolivia | INE 'generadoras eléctricas' | calibrated: 60 months | 8.33 | 36374 | bolivia_power_generation_daily.xlsx | Jan/21 | Dec/25 | Oct/26 | 10
Chile | none (flat heat rate) | ASSUMPTION: 7.5 MMBtu/MWh (combined cycles at part load plus open-cycle units; no Chilean power-sector gas statistic is published monthly - CNE's import split is by region, not by use) |  | 36374 | chile_power_generation_daily.xlsx | Jan/21 |  | Sep/26 | 0
Colombia | Gestor del Mercado (BMC) thermal demand | calibrated: 69 months | 8.8 | 36374 | colombia_power_generation_daily.xlsx | Jan/21 | Sep/26 | Sep/26 | 0
Ecuador | Petroecuador gas to Termogas Machala + customs imports for power | published months only (no gas-fired generation history yet) |  | 36374 | ecuador_power_generation_daily.xlsx | Jan/21 | Mar/26 |  | 0
Peru | MINEM (DGH) power-sector gas | calibrated: 69 months | 7.35 | 37610 | peru_power_generation_daily.xlsx | Jan/21 | Sep/26 | Oct/26 | 1
Panama | none (flat heat rate) | ASSUMPTION: 7.0 MMBtu/MWh, the same as panama_gas.xlsx (AES Colón combined cycle) |  | 36374 | panama_power_generation_daily.xlsx | Jan/21 |  | Oct/26 | 0
El Salvador | none (flat heat rate) | ASSUMPTION: 8.2 MMBtu/MWh, the same as el_salvador_gas.xlsx (Energía del Pacífico engines) |  | 36374 | el_salvador_power_generation_daily.xlsx | Jan/23 |  | Dec/25 | 0
Dominican Republic | SIE gas burned for power (SENI) | calibrated: 65 months | 7.79 | 36621 | dominican_republic_power_generation_daily.xlsx | Jan/21 | May/26 | Oct/26 | 5
Puerto Rico | EIA-923 gas burned at the power plants | calibrated: 68 months | 9.7 | 36621 | puerto_rico_power_generation_daily.xlsx | Jan/21 | Aug/26 | Aug/26 | 0
Guatemala | none (flat heat rate) | ASSUMPTION: flat 7.5 MMBtu/MWh |  | 36374 | guatemala_power_generation_daily.xlsx | Jan/21 |  | Oct/26 | 0

## Back-test
Country | Months tested | From | To | Mean error % | Mean absolute error % | Mean absolute error %, latest 12 | Worst month
Argentina | 60 | Jul/21 | Jun/26 | 1.6 | 7.4 | 4.9 | May/24 (+36%)
Brazil | 48 | Jul/21 | Jun/25 | -0.7 | 6.2 | 9.4 | Jan/25 (-18%)
Bolivia | 54 | Jul/21 | Dec/25 | 1.4 | 5.5 | 4.4 | Jul/22 (+38%)
Colombia | 63 | Jul/21 | Sep/26 | -1 | 8.9 | 9.1 | Oct/23 (+26%)
Peru | 63 | Jul/21 | Sep/26 | 1 | 4 | 4.9 | Mar/26 (+13%)
Dominican Republic | 59 | Jul/21 | May/26 | 0 | 1.5 | 2.2 | Jun/22 (+12%)
Puerto Rico | 62 | Jul/21 | Aug/26 | 0.2 | 4 | 2.4 | Sep/22 (-17%)

## Back-test series
date | Argentina ¦ Published | Argentina ¦ Estimate from gas-fired output | Brazil ¦ Published | Brazil ¦ Estimate from gas-fired output | Bolivia ¦ Published | Bolivia ¦ Estimate from gas-fired output | Colombia ¦ Published | Colombia ¦ Estimate from gas-fired output | Peru ¦ Published | Peru ¦ Estimate from gas-fired output | Dominican Republic ¦ Published | Dominican Republic ¦ Estimate from gas-fired output | Puerto Rico ¦ Published | Puerto Rico ¦ Estimate from gas-fired output
2021-01-01 | 1.7706 | 1.8286 | 1.5593 | 1.52 | 0.1128 | 0.10857 | 0.18544 | 0.19449 | 0.26762 | 0.23417 | 0.12954 | 0.15531 | 0.20266 | 0.19539
2021-02-01 | 1.6459 | 1.6458 | 1.1094 | 1.1002 | 0.12371 | 0.11376 | 0.20971 | 0.21484 | 0.28694 | 0.2782 | 0.19397 | 0.19058 | 0.20897 | 0.20781
2021-03-01 | 1.6129 | 1.6403 | 1.1408 | 1.1166 | 0.12922 | 0.12248 | 0.17379 | 0.1882 | 0.32756 | 0.29913 | 0.19031 | 0.18686 | 0.21197 | 0.20235
2021-04-01 | 1.4633 | 1.4263 | 1.1473 | 1.1222 | 0.12145 | 0.11572 | 0.15437 | 0.16832 | 0.28028 | 0.23247 | 0.18386 | 0.17827 | 0.18211 | 0.1867
2021-05-01 | 1.3452 | 1.3106 | 1.1382 | 1.1223 | 0.1437 | 0.14545 | 0.14854 | 0.15419 | 0.40321 | 0.40402 | 0.19429 | 0.18685 | 0.20662 | 0.20428
2021-06-01 | 1.4883 | 1.5047 | 1.5828 | 1.5303 | 0.13112 | 0.13217 | 0.17476 | 0.18818 | 0.50158 | 0.50489 | 0.17422 | 0.16969 | 0.26662 | 0.25802
2021-07-01 | 1.656 | 1.6099 | 1.7919 | 1.7968 | 0.13564 | 0.13972 | 0.1932 | 0.17933 | 0.4986 | 0.55834 | 0.17878 | 0.17405 | 0.27842 | 0.27774
2021-08-01 | 1.8586 | 1.8413 | 1.7946 | 1.8181 | 0.1385 | 0.14195 | 0.19223 | 0.17655 | 0.55156 | 0.58669 | 0.158 | 0.1553 | 0.24709 | 0.2562
2021-09-01 | 1.4378 | 1.4481 | 1.6993 | 1.7848 | 0.14769 | 0.1557 | 0.19126 | 0.17948 | 0.56 | 0.60123 | 0.18128 | 0.18215 | 0.17237 | 0.1928
2021-10-01 | 1.3302 | 1.2975 | 1.9115 | 2.0046 | 0.15553 | 0.16221 | 0.2 | 0.18211 | 0.46675 | 0.50135 | 0.17025 | 0.16877 | 0.17247 | 0.17777
2021-11-01 | 1.4734 | 1.4725 | 1.8045 | 1.866 | 0.16029 | 0.16965 | 0.20194 | 0.18471 | 0.44595 | 0.4642 | 0.17498 | 0.17957 | 0.078162 | 0.084231
2021-12-01 | 1.6625 | 1.733 | 1.4709 | 1.5215 | 0.12607 | 0.13583 | 0.21359 | 0.19299 | 0.3641 | 0.36031 | 0.16313 | 0.16809 | 0.11174 | 0.10986
2022-01-01 | 1.7283 | 1.7829 | 1.218 | 1.2504 | 0.1278 | 0.13443 | 0.19223 | 0.17363 | 0.3369 | 0.37163 | 0.14001 | 0.14312 | 0.096056 | 0.10268
2022-02-01 | 1.4766 | 1.542 | 0.83731 | 0.8297 | 0.13681 | 0.14485 | 0.22233 | 0.21188 | 0.311 | 0.32499 | 0.14485 | 0.14359 | 0.10703 | 0.12004
2022-03-01 | 1.316 | 1.3657 | 0.59929 | 0.57913 | 0.12519 | 0.1296 | 0.2233 | 0.20586 | 0.30164 | 0.30769 | 0.1754 | 0.17511 | 0.14882 | 0.15572
2022-04-01 | 1.1733 | 1.2309 | 0.33973 | 0.31003 | 0.12011 | 0.12665 | 0.20388 | 0.19208 | 0.265 | 0.26423 | 0.18786 | 0.18619 | 0.11314 | 0.12564
2022-05-01 | 1.1534 | 1.213 | 0.3083 | 0.29346 | 0.11898 | 0.12835 | 0.20874 | 0.20523 | 0.37107 | 0.40349 | 0.17683 | 0.17226 | 0.13716 | 0.13539
2022-06-01 | 1.0149 | 1.1112 | 0.51807 | 0.46892 | 0.11103 | 0.12024 | 0.2 | 0.19961 | 0.4657 | 0.50124 | 0.1903 | 0.21243 | 0.16204 | 0.1621
2022-07-01 | 1.5138 | 1.4772 | 0.41354 | 0.39108 | 0.093866 | 0.12953 | 0.22719 | 0.22926 | 0.50242 | 0.55291 | 0.20173 | 0.19911 | 0.16148 | 0.16731
2022-08-01 | 1.1268 | 1.1331 | 0.42149 | 0.42301 | 0.13307 | 0.12935 | 0.1835 | 0.19113 | 0.52769 | 0.55715 | 0.19869 | 0.19557 | 0.17594 | 0.17747
2022-09-01 | 1.1302 | 1.1284 | 0.47498 | 0.44127 | 0.14126 | 0.13903 | 0.18155 | 0.18291 | 0.54827 | 0.57584 | 0.16171 | 0.16021 | 0.15357 | 0.12811
2022-10-01 | 1.1579 | 1.1158 | 0.45768 | 0.45884 | 0.17212 | 0.16531 | 0.13204 | 0.14526 | 0.55381 | 0.56642 | 0.16872 | 0.16989 | 0.12648 | 0.12424
2022-11-01 | 1.2912 | 1.2721 | 0.41283 | 0.46084 | 0.19229 | 0.17855 | 0.16311 | 0.1644 | 0.59429 | 0.59707 | 0.14514 | 0.13981 | 0.14463 | 0.14501
2022-12-01 | 1.4817 | 1.5122 | 0.48918 | 0.51405 | 0.18819 | 0.17805 | 0.12233 | 0.14897 | 0.54161 | 0.55055 | 0.14291 | 0.14164 | 0.095773 | 0.10238
2023-01-01 | 1.5336 | 1.5849 | 0.41389 | 0.44982 | 0.16382 | 0.16022 | 0.11845 | 0.14391 | 0.40099 | 0.4032 | 0.11412 | 0.11233 | 0.13854 | 0.13767
2023-02-01 | 1.4154 | 1.4593 | 0.3422 | 0.33759 | 0.1521 | 0.14739 | 0.16699 | 0.18961 | 0.36099 | 0.34264 | 0.14393 | 0.14365 | 0.18735 | 0.18492
2023-03-01 | 1.4725 | 1.4654 | 0.3309 | 0.31732 | 0.17993 | 0.16782 | 0.14854 | 0.15327 | 0.45943 | 0.45002 | 0.19591 | 0.19491 | 0.15721 | 0.15777
2023-04-01 | 1.1132 | 1.0696 | 0.4372 | 0.42595 | 0.17103 | 0.1579 | 0.14175 | 0.1225 | 0.3859 | 0.36981 | 0.19034 | 0.18953 | 0.18831 | 0.17553
2023-05-01 | 1.3733 | 1.3884 | 0.31213 | 0.31135 | 0.16626 | 0.16274 | 0.19223 | 0.20236 | 0.47871 | 0.46331 | 0.21323 | 0.20953 | 0.15569 | 0.17151
2023-06-01 | 1.6751 | 1.3687 | 0.57019 | 0.59113 | 0.17181 | 0.16309 | 0.19709 | 0.19889 | 0.54472 | 0.59067 | 0.21256 | 0.20531 | 0.18668 | 0.19809
2023-07-01 | 1.4778 | 1.2249 | 0.39694 | 0.40842 | 0.16626 | 0.15726 | 0.19223 | 0.19773 | 0.54917 | 0.554 | 0.20523 | 0.20585 | 0.19163 | 0.1956
2023-08-01 | 1.4866 | 1.2058 | 0.40047 | 0.38227 | 0.17025 | 0.17237 | 0.22524 | 0.21605 | 0.57279 | 0.58923 | 0.20838 | 0.20812 | 0.19873 | 0.20574
2023-09-01 | 1.3708 | 1.1058 | 0.38599 | 0.36949 | 0.17897 | 0.18264 | 0.36117 | 0.41908 | 0.59368 | 0.61524 | 0.2015 | 0.19797 | 0.20555 | 0.21218
2023-10-01 | 1.144 | 0.96292 | 0.4093 | 0.36807 | 0.18014 | 0.18424 | 0.36311 | 0.45671 | 0.54354 | 0.55453 | 0.22725 | 0.22029 | 0.16966 | 0.16546
2023-11-01 | 1.3775 | 1.195 | 0.69181 | 0.68282 | 0.18339 | 0.18381 | 0.23495 | 0.25542 | 0.48315 | 0.49436 | 0.19826 | 0.19556 | 0.18113 | 0.17417
2023-12-01 | 1.3902 | 1.2375 | 0.72572 | 0.74342 | 0.16439 | 0.16116 | 0.34466 | 0.38868 | 0.32936 | 0.32371 | 0.18498 | 0.18103 | 0.16782 | 0.17283
2024-01-01 | 1.5985 | 1.7355 | 0.62295 | 0.68234 | 0.19257 | 0.19099 | 0.29321 | 0.28538 | 0.3222 | 0.3072 | 0.18637 | 0.18643 | 0.14603 | 0.15911
2024-02-01 | 1.6764 | 1.9367 | 0.38792 | 0.42792 | 0.18187 | 0.17341 | 0.32136 | 0.3087 | 0.37463 | 0.35474 | 0.21062 | 0.2145 | 0.13339 | 0.14005
2024-03-01 | 1.5391 | 1.7092 | 0.3683 | 0.39384 | 0.15291 | 0.1494 | 0.44757 | 0.44231 | 0.35841 | 0.3375 | 0.21134 | 0.21156 | 0.15655 | 0.15988
2024-04-01 | 1.2232 | 1.3624 | 0.32226 | 0.37029 | 0.16499 | 0.16231 | 0.49806 | 0.56436 | 0.30247 | 0.28741 | 0.20957 | 0.20869 | 0.16386 | 0.16434
2024-05-01 | 0.93445 | 1.2742 | 0.29273 | 0.30059 | 0.16428 | 0.15226 | 0.1699 | 0.13711 | 0.39203 | 0.38578 | 0.20692 | 0.20773 | 0.12626 | 0.13013
2024-06-01 | 1.1875 | 1.4383 | 0.32227 | 0.3671 | 0.15493 | 0.1532 | 0.15922 | 0.12406 | 0.50484 | 0.50924 | 0.23332 | 0.23142 | 0.16702 | 0.16081
2024-07-01 | 0.98978 | 1.2725 | 0.59641 | 0.62373 | 0.15048 | 0.14966 | 0.18641 | 0.15328 | 0.53534 | 0.53694 | 0.2274 | 0.22627 | 0.15302 | 0.14526
2024-08-01 | 1.0848 | 1.3554 | 0.77034 | 0.80027 | 0.15348 | 0.16282 | 0.22719 | 0.20214 | 0.53215 | 0.53214 | 0.23751 | 0.235 | 0.13839 | 0.11774
2024-09-01 | 1.2392 | 1.4226 | 1.1684 | 1.2154 | 0.18187 | 0.17778 | 0.37282 | 0.37525 | 0.54432 | 0.54465 | 0.21362 | 0.21129 | 0.1422 | 0.1406
2024-10-01 | 1.3689 | 1.297 | 1.208 | 1.2557 | 0.1622 | 0.20169 | 0.45049 | 0.49054 | 0.54483 | 0.54527 | 0.23429 | 0.23553 | 0.17467 | 0.16547
2024-11-01 | 1.4396 | 1.3662 | 0.90375 | 0.81942 | 0.14956 | 0.19202 | 0.26408 | 0.28124 | 0.47392 | 0.47239 | 0.21576 | 0.21607 | 0.20487 | 0.18716
2024-12-01 | 1.323 | 1.2713 | 0.74417 | 0.6897 | 0.1681 | 0.17002 | 0.33398 | 0.34173 | 0.29937 | 0.29336 | 0.20238 | 0.20251 | 0.16403 | 0.15871
2025-01-01 | 1.7519 | 1.7887 | 0.66533 | 0.54301 | 0.17417 | 0.16401 | 0.17961 | 0.17491 | 0.29178 | 0.27708 | 0.18147 | 0.18063 | 0.16667 | 0.15394
2025-02-01 | 1.8931 | 1.866 | 0.45924 | 0.41152 | 0.23174 | 0.17868 | 0.14757 | 0.14318 | 0.37835 | 0.36128 | 0.20111 | 0.20087 | 0.14473 | 0.13856
2025-03-01 | 1.4712 | 1.4762 | 0.44741 | 0.38726 | 0.14702 | 0.14321 | 0.15437 | 0.13153 | 0.38567 | 0.37046 | 0.20982 | 0.20869 | 0.1294 | 0.12855
2025-04-01 | 1.1515 | 1.1855 | 0.552 | 0.46973 | 0.13734 | 0.14005 | 0.1699 | 0.14966 | 0.30169 | 0.28305 | 0.22054 | 0.21909 | 0.13516 | 0.13548
2025-05-01 | 1.1314 | 1.2144 | 0.59802 | 0.4897 | 0.14762 | 0.15034 | 0.14952 | 0.1281 | 0.34446 | 0.32717 | 0.21175 | 0.2114 | 0.17689 | 0.17346
2025-06-01 | 1.1237 | 1.2213 | 0.67134 | 0.64151 | 0.14179 | 0.1412 | 0.16505 | 0.14326 | 0.41772 | 0.41353 | 0.20803 | 0.20924 | 0.15989 | 0.16021
2025-07-01 | 1.113 | 1.2303 |  | 1.1209 | 0.15478 | 0.15391 | 0.18447 | 0.16261 | 0.51141 | 0.52476 | 0.22031 | 0.2195 | 0.18 | 0.17895
2025-08-01 | 1.2064 | 1.2826 |  | 1.1819 | 0.14899 | 0.15192 | 0.16408 | 0.14147 | 0.51916 | 0.52662 | 0.22449 | 0.22435 | 0.23875 | 0.22951
2025-09-01 | 0.93681 | 1.0155 |  | 0.94483 | 0.18734 | 0.18285 | 0.18155 | 0.16261 | 0.53013 | 0.53638 | 0.22842 | 0.22318 | 0.24928 | 0.2359
2025-10-01 | 0.95994 | 0.91863 |  | 1.3305 | 0.16164 | 0.16438 | 0.1534 | 0.13632 | 0.39273 | 0.38995 | 0.20563 | 0.20358 | 0.20457 | 0.2004
2025-11-01 | 1.1513 | 1.0912 |  | 1.4163 | 0.18773 | 0.19678 | 0.16311 | 0.16173 | 0.39872 | 0.39418 | 0.232 | 0.23235 | 0.19258 | 0.18436
2025-12-01 | 1.6326 | 1.5588 |  | 0.9217 | 0.17788 | 0.18882 | 0.1301 | 0.13079 | 0.50552 | 0.48263 | 0.21599 | 0.22386 | 0.13906 | 0.14425
2026-01-01 | 1.7153 | 1.6034 |  | 1.014 |  | 0.1685 | 0.13981 | 0.12426 | 0.40583 | 0.36618 | 0.16723 | 0.16799 | 0.16597 | 0.16869
2026-02-01 | 1.7466 | 1.717 |  | 0.77722 |  | 0.18602 | 0.15825 | 0.13328 | 0.36236 | 0.33424 | 0.19702 | 0.19872 | 0.18111 | 0.18249
2026-03-01 | 1.6078 | 1.5443 |  | 0.99315 |  | 0.20252 | 0.14175 | 0.14904 | 0.25308 | 0.2872 | 0.16359 | 0.1777 | 0.20043 | 0.19429
2026-04-01 | 1.3092 | 1.3005 |  | 0.67797 |  | 0.18617 | 0.16019 | 0.15552 | 0.36753 | 0.3667 | 0.21138 | 0.22456 | 0.19354 | 0.1895
2026-05-01 | 1.1401 | 1.1326 |  | 0.59842 |  | 0.1649 | 0.20291 | 0.21355 | 0.42284 | 0.4291 | 0.23869 | 0.24243 | 0.19445 | 0.19264
2026-06-01 | 1.2703 | 1.3398 |  | 0.7523 |  | 0.16963 | 0.21262 | 0.22008 | 0.53027 | 0.54297 |  | 0.25826 | 0.23508 | 0.22903
2026-07-01 |  | 1.2439 |  | 0.89008 |  | 0.18493 | 0.25825 | 0.28125 | 0.56996 | 0.60727 |  | 0.24356 | 0.19332 | 0.19548
2026-08-01 |  | 1.0604 |  | 0.80308 |  | 0.17769 | 0.30971 | 0.369 | 0.53587 | 0.58957 |  | 0.24382 | 0.21839 | 0.2163
2026-09-01 |  | 0.89425 |  | 0.78504 |  | 0.17144 | 0.35146 | 0.44069 | 0.60812 | 0.60447 |  | 0.2497
2026-10-01 |  | 0.8252 |  | 0.95 |  | 0.17815 |  |  |  | 0.60584 |  | 0.23352