## Units
Notes
UNITS
Daily sheet: Gas_MW_avg = MISO's daily average gas MW (miso_fuel_mix_daily.xlsx, 'Natural Gas_MW'); Gas_GWh = MW x 24 / 1000.
Heat_rate_MMBtu_per_MWh = MMBtu of gas burned per MWh MISO reports as gas, monthly (see Monthly sheet; same value on every day of the month).
Gas_burn_MMBtu_d = Gas_GWh x 1000 x heat rate. Gas_burn_MMcf_d = MMBtu / (MMBtu per Mcf) / 1000. Gas_burn_Bcf_per_day = MMcf_d / 1000.
1 Mcf = about 1.036 MMBtu on average; the script uses EIA-923's own monthly MMBtu per Mcf for the MISO gas plants (Monthly sheet, MMBtu_per_Mcf_used).
Gas_burn_Bcf_per_day_7d_avg = trailing 7-day mean. Flat_7.5_Bcf_per_day = the earlier quick estimate (7.5 MMBtu/MWh, 1.036 MMBtu/Mcf), for comparison only.
METHOD
MISO does not publish gas burn. Burn = MISO gas MWh x heat rate. The heat rate is calibrated on EIA-923 Page 1 (Generation and Fuel Data): all natural-gas (fuel NG) rows
whose balancing authority code is MISO, every prime mover (combined cycle, gas turbine, steam, engine). Fuel for electricity (Elec_MMBtu, which excludes a CHP plant's
useful heat) over MISO fuel-mix MWh = effective heat rate (used). Over EIA net generation = physical heat rate (the plants' efficiency; shown for comparison).
The current year's EIA-923 monthly file covers only the plants that report monthly (about half of MISO's gas plants; the rest arrive with the annual file), so its burn is
a partial sample. For those months the sample's net-MWh heat rate (representative, within about 0.2 of last year's) is converted to MISO's MWh basis with the same month's
MISO/EIA factor a year earlier (Heat_rate_basis says 'partial plant sample'); they are recalibrated on the full census when EIA publishes the annual file.
Months EIA-923 has not published (about 2 months lag) carry the heat rate and heat content of the same month a year earlier (Heat_rate_basis says 'estimated').
Seasonality (summer peakers lift the rate) is therefore kept, a changed fleet mix is not.
MISO 'NATURAL GAS' CATEGORY
Gas-fired generation of units in MISO's market footprint (central US plus MISO South: Louisiana, Mississippi, Arkansas, east Texas) as MISO's real-time fuel mix report
classifies it. EIA's MISO balancing authority code is the nearest EIA footprint but not identical to the market footprint; the ratio of MISO MWh to EIA-923 net MWh
is shown monthly (MISO_vs_EIA923_GWh_ratio).
COVERAGE
Daily: 2023-01-01 to 2026-10-01 (limited by the MISO fuel mix archive). EIA-923 calibrated months: through Aug 2026.
SOURCE
MISO daily real-time generation fuel mix report (docs.misoenergy.org/marketreports/<YYYYMMDD>_sr_gfm.xlsx); EIA-923 Monthly Generation and Fuel Consumption Time Series
File (https://www.eia.gov/electricity/data/eia923/), Page 1 Generation and Fuel Data. Estimate, not a measured gas burn.
EIA-923 FILES (incremental: a year is re-downloaded only when its Last-Modified changes)
EIA923 file 2021 ¦ https://www.eia.gov/electricity/data/eia923/archive/xls/f923_2021.zip ¦ Last-Modified: Wed, 08 Mar 2023 14:45:48 GMT
EIA923 file 2022 ¦ https://www.eia.gov/electricity/data/eia923/archive/xls/f923_2022.zip ¦ Last-Modified: Thu, 03 Oct 2024 13:27:48 GMT
EIA923 file 2023 ¦ https://www.eia.gov/electricity/data/eia923/archive/xls/f923_2023.zip ¦ Last-Modified: Tue, 19 Aug 2025 13:42:05 GMT
EIA923 file 2024 ¦ https://www.eia.gov/electricity/data/eia923/archive/xls/f923_2024.zip ¦ Last-Modified: Mon, 12 Jan 2026 20:59:57 GMT
EIA923 file 2025 ¦ https://www.eia.gov/electricity/data/eia923/xls/f923_2025.zip ¦ Last-Modified: Fri, 11 Sep 2026 13:28:33 GMT
EIA923 file 2026 ¦ https://www.eia.gov/electricity/data/eia923/xls/f923_2026.zip ¦ Last-Modified: Thu, 22 Oct 2026 13:06:37 GMT

## Chart
Date | Bcf/d | Prior year
2023-01-01 | 4.1629
2023-02-01 | 4.3831
2023-03-01 | 4.5396
2023-04-01 | 4.3611
2023-05-01 | 5.1497
2023-06-01 | 6.0999
2023-07-01 | 6.5786
2023-08-01 | 6.4793
2023-09-01 | 5.2864
2023-10-01 | 4.4823
2023-11-01 | 4.3904
2023-12-01 | 4.6958
2024-01-01 | 5.1077 | 4.1629
2024-02-01 | 4.3993 | 4.3831
2024-03-01 | 4.5487 | 4.5396
2024-04-01 | 4.5876 | 4.3611
2024-05-01 | 5.4742 | 5.1497
2024-06-01 | 5.8113 | 6.0999
2024-07-01 | 7.1265 | 6.5786
2024-08-01 | 6.7104 | 6.4793
2024-09-01 | 5.3629 | 5.2864
2024-10-01 | 4.6837 | 4.4823
2024-11-01 | 4.7484 | 4.3904
2024-12-01 | 4.4851 | 4.6958
2025-01-01 | 4.6876 | 5.1077
2025-02-01 | 4.1916 | 4.3993
2025-03-01 | 3.4691 | 4.5487
2025-04-01 | 3.8291 | 4.5876
2025-05-01 | 4.4586 | 5.4742
2025-06-01 | 6.2214 | 5.8113
2025-07-01 | 7.2111 | 7.1265
2025-08-01 | 6.4452 | 6.7104
2025-09-01 | 5.5673 | 5.3629
2025-10-01 | 4.7344 | 4.6837
2025-11-01 | 4.6901 | 4.7484
2025-12-01 | 4.6662 | 4.4851
2026-01-01 | 5.1539 | 4.6876
2026-02-01 | 4.7687 | 4.1916
2026-03-01 | 4.8939 | 3.4691
2026-04-01 | 4.5074 | 3.8291
2026-05-01 | 4.7256 | 4.4586
2026-06-01 | 5.475 | 6.2214
2026-07-01 | 7.1006 | 7.2111
2026-08-01 | 6.9243 | 6.4452
2026-09-01 | 5.9747 | 5.5673

## Chart - Daily
Date | MISO gas burn, 7-day average | Axis label
2025-01-01 | 3.6607 | Jan/25
2025-01-02 | 3.7919
2025-01-03 | 3.8581
2025-01-04 | 4.0493
2025-01-05 | 4.1154
2025-01-06 | 4.367
2025-01-07 | 4.8605
2025-01-08 | 5.2346
2025-01-09 | 5.3667
2025-01-10 | 5.5666
2025-01-11 | 5.542
2025-01-12 | 5.4493
2025-01-13 | 5.2728
2025-01-14 | 5.1792
2025-01-15 | 5.024
2025-01-16 | 4.7942
2025-01-17 | 4.4134
2025-01-18 | 4.127
2025-01-19 | 4.1487
2025-01-20 | 4.3624
2025-01-21 | 4.508
2025-01-22 | 4.705
2025-01-23 | 4.9933
2025-01-24 | 5.3627
2025-01-25 | 5.5552
2025-01-26 | 5.5193
2025-01-27 | 5.121
2025-01-28 | 4.657
2025-01-29 | 4.2228
2025-01-30 | 3.8784
2025-01-31 | 3.5734
2025-02-01 | 3.4452
2025-02-02 | 3.4577
2025-02-03 | 3.5245
2025-02-04 | 3.6105
2025-02-05 | 3.8061
2025-02-06 | 3.7869
2025-02-07 | 3.9129
2025-02-08 | 4.0577
2025-02-09 | 4.1363
2025-02-10 | 4.2796
2025-02-11 | 4.4058
2025-02-12 | 4.4103
2025-02-13 | 4.4929
2025-02-14 | 4.4551
2025-02-15 | 4.3372
2025-02-16 | 4.1674
2025-02-17 | 4.149
2025-02-18 | 4.1878
2025-02-19 | 4.3638
2025-02-20 | 4.7212
2025-02-21 | 4.9326
2025-02-22 | 5.0717
2025-02-23 | 5.2184
2025-02-24 | 5.0881
2025-02-25 | 4.8653
2025-02-26 | 4.4665
2025-02-27 | 3.8925
2025-02-28 | 3.4657
2025-03-01 | 3.3783 | Mar/25
2025-03-02 | 3.3675
2025-03-03 | 3.4167
2025-03-04 | 3.3968
2025-03-05 | 3.387
2025-03-06 | 3.5817
2025-03-07 | 3.804
2025-03-08 | 3.7198
2025-03-09 | 3.5455
2025-03-10 | 3.3949
2025-03-11 | 3.3285
2025-03-12 | 3.4086
2025-03-13 | 3.3022
2025-03-14 | 3.1158
2025-03-15 | 3.0574
2025-03-16 | 3.0952
2025-03-17 | 3.1961
2025-03-18 | 3.2159
2025-03-19 | 3.1078
2025-03-20 | 3.0899
2025-03-21 | 3.1252
2025-03-22 | 3.1909
2025-03-23 | 3.1714
2025-03-24 | 3.2126
2025-03-25 | 3.42
2025-03-26 | 3.6673
2025-03-27 | 3.75
2025-03-28 | 3.7477
2025-03-29 | 3.7648
2025-03-30 | 3.8175
2025-03-31 | 3.9094
2025-04-01 | 3.7934
2025-04-02 | 3.6983
2025-04-03 | 3.8204
2025-04-04 | 4.0691
2025-04-05 | 4.1001
2025-04-06 | 4.1979
2025-04-07 | 4.1221
2025-04-08 | 4.2037
2025-04-09 | 4.2702
2025-04-10 | 4.1895
2025-04-11 | 4.1463
2025-04-12 | 4.096
2025-04-13 | 3.9521
2025-04-14 | 3.8084
2025-04-15 | 3.6356
2025-04-16 | 3.4629
2025-04-17 | 3.3417
2025-04-18 | 3.1297
2025-04-19 | 3.2416
2025-04-20 | 3.2789
2025-04-21 | 3.3742
2025-04-22 | 3.4833
2025-04-23 | 3.6251
2025-04-24 | 3.7627
2025-04-25 | 3.9041
2025-04-26 | 3.8708
2025-04-27 | 3.8753
2025-04-28 | 3.8464
2025-04-29 | 3.9153
2025-04-30 | 3.9301
2025-05-01 | 4.0336 | May/25
2025-05-02 | 4.1357
2025-05-03 | 4.2429
2025-05-04 | 4.3367
2025-05-05 | 4.5115
2025-05-06 | 4.5736
2025-05-07 | 4.5452
2025-05-08 | 4.4359
2025-05-09 | 4.3154
2025-05-10 | 4.1183
2025-05-11 | 3.9619
2025-05-12 | 3.8871
2025-05-13 | 3.8604
2025-05-14 | 3.9834
2025-05-15 | 4.1059
2025-05-16 | 4.205
2025-05-17 | 4.2962
2025-05-18 | 4.4663
2025-05-19 | 4.4939
2025-05-20 | 4.4956
2025-05-21 | 4.4064
2025-05-22 | 4.3801
2025-05-23 | 4.4336
2025-05-24 | 4.5677
2025-05-25 | 4.6225
2025-05-26 | 4.6201
2025-05-27 | 4.6846
2025-05-28 | 4.8261
2025-05-29 | 4.8859
2025-05-30 | 4.8175
2025-05-31 | 4.7308
2025-06-01 | 4.7512
2025-06-02 | 4.8264
2025-06-03 | 4.8308
2025-06-04 | 4.9814
2025-06-05 | 5.1574
2025-06-06 | 5.4272
2025-06-07 | 5.6644
2025-06-08 | 5.7133
2025-06-09 | 5.7237
2025-06-10 | 5.7261
2025-06-11 | 5.5695
2025-06-12 | 5.4494
2025-06-13 | 5.296
2025-06-14 | 5.251
2025-06-15 | 5.3597
2025-06-16 | 5.5438
2025-06-17 | 5.8632
2025-06-18 | 6.1211
2025-06-19 | 6.2216
2025-06-20 | 6.2379
2025-06-21 | 6.2686
2025-06-22 | 6.4004
2025-06-23 | 6.6582
2025-06-24 | 6.805
2025-06-25 | 6.9071
2025-06-26 | 7.0815
2025-06-27 | 7.3337
2025-06-28 | 7.4495
2025-06-29 | 7.4893
2025-06-30 | 7.4026
2025-07-01 | 7.2494 | Jul/25
2025-07-02 | 7.1444
2025-07-03 | 7.0748
2025-07-04 | 6.902
2025-07-05 | 6.9005
2025-07-06 | 6.8946
2025-07-07 | 6.9155
2025-07-08 | 6.9325
2025-07-09 | 6.9494
2025-07-10 | 6.9312
2025-07-11 | 7.1278
2025-07-12 | 7.1788
2025-07-13 | 7.1403
2025-07-14 | 7.121
2025-07-15 | 7.1328
2025-07-16 | 7.1562
2025-07-17 | 7.1677
2025-07-18 | 7.0606
2025-07-19 | 7.0342
2025-07-20 | 7.0275
2025-07-21 | 6.9551
2025-07-22 | 6.8738
2025-07-23 | 6.8435
2025-07-24 | 6.9801
2025-07-25 | 7.1901
2025-07-26 | 7.3224
2025-07-27 | 7.4669
2025-07-28 | 7.643
2025-07-29 | 7.8359
2025-07-30 | 7.9507
2025-07-31 | 7.7528
2025-08-01 | 7.469
2025-08-02 | 7.1905
2025-08-03 | 6.8928
2025-08-04 | 6.6847
2025-08-05 | 6.4241
2025-08-06 | 6.2628
2025-08-07 | 6.333
2025-08-08 | 6.4355
2025-08-09 | 6.6321
2025-08-10 | 6.8678
2025-08-11 | 7.0151
2025-08-12 | 7.1886
2025-08-13 | 7.2742
2025-08-14 | 7.2333
2025-08-15 | 7.2545
2025-08-16 | 7.2583
2025-08-17 | 7.2063
2025-08-18 | 7.1697
2025-08-19 | 7.153
2025-08-20 | 7.0808
2025-08-21 | 7.0483
2025-08-22 | 6.954
2025-08-23 | 6.737
2025-08-24 | 6.5209
2025-08-25 | 6.2888
2025-08-26 | 6.0141
2025-08-27 | 5.7936
2025-08-28 | 5.6719
2025-08-29 | 5.5874
2025-08-30 | 5.5471
2025-08-31 | 5.5172
2025-09-01 | 5.418 | Sep/25
2025-09-02 | 5.4309
2025-09-03 | 5.3995
2025-09-04 | 5.2564
2025-09-05 | 5.0457
2025-09-06 | 4.9726
2025-09-07 | 4.9182
2025-09-08 | 4.741
2025-09-09 | 4.5999
2025-09-10 | 4.6585
2025-09-11 | 4.7986
2025-09-12 | 4.9593
2025-09-13 | 5.0921
2025-09-14 | 5.2457
2025-09-15 | 5.5794
2025-09-16 | 5.8197
2025-09-17 | 5.9488
2025-09-18 | 6.064
2025-09-19 | 6.2022
2025-09-20 | 6.219
2025-09-21 | 6.2172
2025-09-22 | 6.2118
2025-09-23 | 6.2406
2025-09-24 | 6.2505
2025-09-25 | 6.1916
2025-09-26 | 6.0776
2025-09-27 | 5.9805
2025-09-28 | 5.8914
2025-09-29 | 5.8263
2025-09-30 | 5.6441
2025-10-01 | 5.4247
2025-10-02 | 5.2768
2025-10-03 | 5.2123
2025-10-04 | 5.1298
2025-10-05 | 5.0105
2025-10-06 | 4.9953
2025-10-07 | 5.0427
2025-10-08 | 5.0168
2025-10-09 | 4.8864
2025-10-10 | 4.8108
2025-10-11 | 4.7659
2025-10-12 | 4.6795
2025-10-13 | 4.5899
2025-10-14 | 4.5308
2025-10-15 | 4.6211
2025-10-16 | 4.6724
2025-10-17 | 4.6943
2025-10-18 | 4.8161
2025-10-19 | 4.906
2025-10-20 | 4.7725
2025-10-21 | 4.6039
2025-10-22 | 4.4815
2025-10-23 | 4.5823
2025-10-24 | 4.642
2025-10-25 | 4.5795
2025-10-26 | 4.5523
2025-10-27 | 4.5839
2025-10-28 | 4.6809
2025-10-29 | 4.6704
2025-10-30 | 4.681
2025-10-31 | 4.6169
2025-11-01 | 4.6973 | Nov/25
2025-11-02 | 4.7009
2025-11-03 | 4.7413
2025-11-04 | 4.6992
2025-11-05 | 4.6546
2025-11-06 | 4.5128
2025-11-07 | 4.4296
2025-11-08 | 4.4139
2025-11-09 | 4.3954
2025-11-10 | 4.5695
2025-11-11 | 4.6632
2025-11-12 | 4.7329
2025-11-13 | 4.8369
2025-11-14 | 4.9289
2025-11-15 | 4.7138
2025-11-16 | 4.776
2025-11-17 | 4.653
2025-11-18 | 4.7881
2025-11-19 | 5.0297
2025-11-20 | 5.1867
2025-11-21 | 5.3284
2025-11-22 | 5.4648
2025-11-23 | 5.3996
2025-11-24 | 5.4245
2025-11-25 | 5.2189
2025-11-26 | 4.7918
2025-11-27 | 4.378
2025-11-28 | 4.2089
2025-11-29 | 4.176
2025-11-30 | 4.2339
2025-12-01 | 4.3882
2025-12-02 | 4.5649
2025-12-03 | 4.7972
2025-12-04 | 5.0852
2025-12-05 | 5.159
2025-12-06 | 5.2453
2025-12-07 | 5.2826
2025-12-08 | 5.21
2025-12-09 | 5.0923
2025-12-10 | 4.9849
2025-12-11 | 5.0799
2025-12-12 | 5.0795
2025-12-13 | 5.0463
2025-12-14 | 5.1601
2025-12-15 | 5.2564
2025-12-16 | 5.2318
2025-12-17 | 5.2348
2025-12-18 | 4.867
2025-12-19 | 4.7192
2025-12-20 | 4.6252
2025-12-21 | 4.436
2025-12-22 | 4.1589
2025-12-23 | 4.0756
2025-12-24 | 3.995
2025-12-25 | 3.9817
2025-12-26 | 3.9674
2025-12-27 | 3.9333
2025-12-28 | 3.8278
2025-12-29 | 3.789
2025-12-30 | 3.8952
2025-12-31 | 3.9889
2026-01-01 | 4.2588 | Jan/26
2026-01-02 | 4.4578
2026-01-03 | 4.7038
2026-01-04 | 4.8635
2026-01-05 | 4.9701
2026-01-06 | 4.9188
2026-01-07 | 4.9336
2026-01-08 | 4.7768
2026-01-09 | 4.621
2026-01-10 | 4.4629
2026-01-11 | 4.4463
2026-01-12 | 4.4615
2026-01-13 | 4.384
2026-01-14 | 4.3533
2026-01-15 | 4.5636
2026-01-16 | 4.6234
2026-01-17 | 4.6781
2026-01-18 | 4.8248
2026-01-19 | 4.9225
2026-01-20 | 5.2568
2026-01-21 | 5.304
2026-01-22 | 5.0805
2026-01-23 | 5.1486
2026-01-25 | 5.3922
2026-01-26 | 5.4972
2026-01-27 | 5.4938
2026-01-28 | 5.4628
2026-01-29 | 5.7518
2026-01-30 | 5.984
2026-01-31 | 6.1811
2026-02-01 | 6.1557
2026-02-02 | 6.2154
2026-02-03 | 6.285
2026-02-04 | 6.2729
2026-02-05 | 6.1098
2026-02-06 | 5.9636
2026-02-07 | 5.6785
2026-02-08 | 5.4974
2026-02-09 | 5.2131
2026-02-10 | 4.8905
2026-02-11 | 4.6653
2026-02-12 | 4.5767
2026-02-13 | 4.5983
2026-02-14 | 4.6215
2026-02-15 | 4.5386
2026-02-16 | 4.5165
2026-02-17 | 4.5372
2026-02-18 | 4.3844
2026-02-19 | 4.2605
2026-02-20 | 4.1395
2026-02-21 | 4.0843
2026-02-22 | 4.0256
2026-02-23 | 4.2297
2026-02-24 | 4.4247
2026-02-25 | 4.6554
2026-02-26 | 4.7882
2026-02-27 | 4.7438
2026-02-28 | 4.6904
2026-03-01 | 4.8347 | Mar/26
2026-03-02 | 4.8151
2026-03-03 | 4.9508
2026-03-04 | 5.0681
2026-03-05 | 5.1649
2026-03-06 | 5.342
2026-03-07 | 5.3788
2026-03-08 | 5.1515
2026-03-09 | 4.9629
2026-03-10 | 4.6975
2026-03-11 | 4.5031
2026-03-12 | 4.3267
2026-03-13 | 4.2462
2026-03-14 | 4.2986
2026-03-15 | 4.3787
2026-03-16 | 4.4726
2026-03-17 | 4.7514
2026-03-18 | 4.9795
2026-03-19 | 5.153
2026-03-20 | 5.2106
2026-03-21 | 5.1552
2026-03-22 | 5.1393
2026-03-23 | 5.1985
2026-03-24 | 5.043
2026-03-25 | 4.906
2026-03-26 | 4.7831
2026-03-27 | 4.8405
2026-03-28 | 4.8754
2026-03-29 | 4.952
2026-03-30 | 4.8911
2026-03-31 | 4.7748
2026-04-01 | 4.6916
2026-04-02 | 4.7136
2026-04-03 | 4.7122
2026-04-04 | 4.6789
2026-04-05 | 4.551
2026-04-06 | 4.442
2026-04-07 | 4.4403
2026-04-08 | 4.3305
2026-04-09 | 4.2637
2026-04-10 | 4.2557
2026-04-11 | 4.212
2026-04-12 | 4.214
2026-04-13 | 4.2867
2026-04-14 | 4.3793
2026-04-15 | 4.5791
2026-04-16 | 4.6503
2026-04-17 | 4.6076
2026-04-18 | 4.617
2026-04-19 | 4.6673
2026-04-20 | 4.5982
2026-04-21 | 4.4715
2026-04-22 | 4.3292
2026-04-23 | 4.2218
2026-04-24 | 4.2549
2026-04-25 | 4.2961
2026-04-26 | 4.3332
2026-04-27 | 4.3723
2026-04-28 | 4.4955
2026-04-29 | 4.6923
2026-04-30 | 4.7984
2026-05-01 | 4.8292 | May/26
2026-05-02 | 4.8081
2026-05-03 | 4.6768
2026-05-04 | 4.5444
2026-05-05 | 4.5296
2026-05-06 | 4.4748
2026-05-07 | 4.4613
2026-05-08 | 4.3695
2026-05-09 | 4.2878
2026-05-10 | 4.4226
2026-05-11 | 4.5698
2026-05-12 | 4.4119
2026-05-13 | 4.2842
2026-05-14 | 4.1522
2026-05-15 | 4.1415
2026-05-16 | 4.3116
2026-05-17 | 4.3779
2026-05-18 | 4.5816
2026-05-19 | 4.8543
2026-05-20 | 4.9946
2026-05-21 | 5.0784
2026-05-22 | 5.0683
2026-05-23 | 5.0474
2026-05-24 | 5.0391
2026-05-25 | 4.7752
2026-05-26 | 4.7411
2026-05-27 | 4.9089
2026-05-28 | 5.0784
2026-05-29 | 5.2908
2026-05-30 | 5.2984
2026-05-31 | 5.3144
2026-06-01 | 5.5591
2026-06-02 | 5.4811
2026-06-03 | 5.233
2026-06-04 | 5.1865
2026-06-05 | 5.2096
2026-06-06 | 5.3764
2026-06-07 | 5.5221
2026-06-08 | 5.6539
2026-06-10 | 5.8683
2026-06-11 | 6.1159
2026-06-12 | 6.097
2026-06-13 | 5.94
2026-06-14 | 5.753
2026-06-15 | 5.6223
2026-06-16 | 5.2446
2026-06-17 | 4.9583
2026-06-18 | 4.7622
2026-06-19 | 4.7567
2026-06-20 | 4.7644
2026-06-21 | 4.8164
2026-06-22 | 4.9856
2026-06-23 | 5.1733
2026-06-24 | 5.2865
2026-06-25 | 5.414
2026-06-26 | 5.4659
2026-06-27 | 5.4506
2026-06-28 | 5.4775
2026-06-29 | 5.5528
2026-06-30 | 5.7734
2026-07-01 | 6.1088 | Jul/26
2026-07-02 | 6.3558
2026-07-03 | 6.5871
2026-07-04 | 6.8479
2026-07-05 | 7.0128
2026-07-06 | 7.069
2026-07-07 | 7.1003
2026-07-08 | 7.0775
2026-07-09 | 7.11
2026-07-10 | 7.1946
2026-07-11 | 7.1957
2026-07-12 | 7.2298
2026-07-13 | 7.2465
2026-07-14 | 7.294
2026-07-15 | 7.327
2026-07-16 | 7.3094
2026-07-17 | 7.2667
2026-07-18 | 7.2795
2026-07-19 | 7.3237
2026-07-20 | 7.3163
2026-07-21 | 7.1705
2026-07-22 | 6.9626
2026-07-23 | 6.6988
2026-07-24 | 6.4809
2026-07-25 | 6.4437
2026-07-26 | 6.513
2026-07-27 | 6.6728
2026-07-28 | 6.8592
2026-07-29 | 6.9946
2026-07-30 | 7.1318
2026-07-31 | 7.2497
2026-08-01 | 7.1781
2026-08-02 | 7.0206
2026-08-03 | 6.8004
2026-08-04 | 6.6649
2026-08-05 | 6.684
2026-08-06 | 6.7828
2026-08-07 | 6.8978
2026-08-08 | 7.0241
2026-08-09 | 7.103
2026-08-10 | 7.2998
2026-08-11 | 7.4278
2026-08-12 | 7.4858
2026-08-13 | 7.487
2026-08-14 | 7.433
2026-08-15 | 7.463
2026-08-16 | 7.5371
2026-08-17 | 7.5177
2026-08-18 | 7.464
2026-08-19 | 7.4531
2026-08-20 | 7.3805
2026-08-21 | 7.3494
2026-08-22 | 7.2063
2026-08-23 | 7.0025
2026-08-24 | 6.8045
2026-08-25 | 6.6585
2026-08-26 | 6.4962
2026-08-27 | 6.4597
2026-08-28 | 6.3525
2026-08-29 | 6.2275
2026-08-30 | 6.2288
2026-08-31 | 6.3828
2026-09-01 | 6.5554 | Sep/26
2026-09-02 | 6.6731
2026-09-03 | 6.7072
2026-09-04 | 6.8515
2026-09-05 | 7.001
2026-09-06 | 6.9518
2026-09-07 | 6.5847
2026-09-08 | 6.377
2026-09-09 | 6.2874
2026-09-10 | 6.2014
2026-09-11 | 5.9804
2026-09-12 | 5.9274
2026-09-13 | 6.0147
2026-09-14 | 6.1093
2026-09-15 | 6.1186
2026-09-16 | 6.1115
2026-09-17 | 6.1658
2026-09-18 | 6.1877
2026-09-19 | 6.1812
2026-09-20 | 6.1072
2026-09-21 | 6.1463
2026-09-22 | 6.0574
2026-09-23 | 5.8502
2026-09-24 | 5.5993
2026-09-25 | 5.4787
2026-09-26 | 5.2416
2026-09-27 | 5.1706
2026-09-28 | 5.1473
2026-09-29 | 5.1062
2026-09-30 | 5.2141
2026-10-01 | 5.3346

## Chart - Heat rate
Date | Heat rate (EIA-923 calibrated, else prior year)
2021-01-01 | 7.5752
2021-02-01 | 8.0804
2021-03-01 | 7.8687
2021-04-01 | 7.7654
2021-05-01 | 8.2555
2021-06-01 | 8.2924
2021-07-01 | 8.1316
2021-08-01 | 8.2473
2021-09-01 | 8.0825
2021-10-01 | 7.933
2021-11-01 | 8.0253
2021-12-01 | 7.6249
2022-01-01 | 7.8423
2022-02-01 | 7.844
2022-03-01 | 7.7918
2022-04-01 | 7.8984
2022-05-01 | 8.1456
2022-06-01 | 8.1889
2022-07-01 | 8.2801
2022-08-01 | 8.0272
2022-09-01 | 7.9504
2022-10-01 | 7.792
2022-11-01 | 7.9109
2022-12-01 | 7.8185
2023-01-01 | 7.6598
2023-02-01 | 7.7661
2023-03-01 | 7.8056
2023-04-01 | 8.4771
2023-05-01 | 8.4721
2023-06-01 | 8.0138
2023-07-01 | 8.0067
2023-08-01 | 8.0736
2023-09-01 | 8.0814
2023-10-01 | 7.7754
2023-11-01 | 7.8135
2023-12-01 | 7.4454
2024-01-01 | 7.4417
2024-02-01 | 7.5025
2024-03-01 | 7.8427
2024-04-01 | 8.3272
2024-05-01 | 8.2024
2024-06-01 | 8.2997
2024-07-01 | 8.2302
2024-08-01 | 7.8453
2024-09-01 | 8.0208
2024-10-01 | 8.2235
2024-11-01 | 7.7643
2024-12-01 | 7.1712
2025-01-01 | 7.7384
2025-02-01 | 7.4543
2025-03-01 | 8.0556
2025-04-01 | 8.0116
2025-05-01 | 8.4477
2025-06-01 | 8.248
2025-07-01 | 8.3017
2025-08-01 | 8.2083
2025-09-01 | 7.8941
2025-10-01 | 8.1782
2025-11-01 | 8.1906
2025-12-01 | 7.646
2026-01-01 | 7.7554
2026-02-01 | 7.5456
2026-03-01 | 8.4215
2026-04-01 | 7.9989
2026-05-01 | 8.2929
2026-06-01 | 7.8247
2026-07-01 | 8.0753
2026-08-01 | 8.1967
2026-09-01 | 7.8941
2026-10-01 | 8.1782

## Daily
date | Gas_MW_avg | Gas_GWh | Heat_rate_MMBtu_per_MWh | Heat_rate_basis | MMBtu_per_Mcf | Gas_burn_MMBtu_d | Gas_burn_MMcf_d | Gas_burn_Bcf_per_day | Gas_burn_Bcf_per_day_7d_avg | Flat_7.5_Bcf_per_day
2023-01-01 | 18525.9 | 444.621 | 7.66 | calibrated (EIA-923 burn / MISO MWh) | 1.0388 | 3405723 | 3278.4 | 3.2784 |  | 3.2188
2023-01-02 | 18349.7 | 440.392 | 7.66 | calibrated (EIA-923 burn / MISO MWh) | 1.0388 | 3373331 | 3247.2 | 3.2472 |  | 3.1882
2023-01-03 | 18028.2 | 432.677 | 7.66 | calibrated (EIA-923 burn / MISO MWh) | 1.0388 | 3314237 | 3190.3 | 3.1903 |  | 3.1323
2023-01-04 | 20362.1 | 488.691 | 7.66 | calibrated (EIA-923 burn / MISO MWh) | 1.0388 | 3743296 | 3603.3 | 3.6033 |  | 3.5378
2023-01-05 | 23398 | 561.551 | 7.66 | calibrated (EIA-923 burn / MISO MWh) | 1.0388 | 4301392 | 4140.6 | 4.1406 |  | 4.0653
2023-01-06 | 30407.1 | 729.77 | 7.66 | calibrated (EIA-923 burn / MISO MWh) | 1.0388 | 5589917 | 5380.9 | 5.3809 |  | 5.2831
2023-01-07 | 26490 | 635.759 | 7.66 | calibrated (EIA-923 burn / MISO MWh) | 1.0388 | 4869814 | 4687.7 | 4.6877 | 3.9326 | 4.6025
2023-01-08 | 24284.7 | 582.832 | 7.66 | calibrated (EIA-923 burn / MISO MWh) | 1.0388 | 4464397 | 4297.5 | 4.2975 | 4.0782 | 4.2193
2023-01-09 | 22509.4 | 540.226 | 7.66 | calibrated (EIA-923 burn / MISO MWh) | 1.0388 | 4138042 | 3983.3 | 3.9833 | 4.1834 | 3.9109
2023-01-10 | 25178.6 | 604.287 | 7.66 | calibrated (EIA-923 burn / MISO MWh) | 1.0388 | 4628741 | 4455.7 | 4.4557 | 4.3641 | 4.3747
2023-01-11 | 22376.1 | 537.026 | 7.66 | calibrated (EIA-923 burn / MISO MWh) | 1.0388 | 4113535 | 3959.7 | 3.9597 | 4.4151 | 3.8877
2023-01-12 | 17957.1 | 430.971 | 7.66 | calibrated (EIA-923 burn / MISO MWh) | 1.0388 | 3301170 | 3177.7 | 3.1777 | 4.2775 | 3.12
2023-01-13 | 25909.3 | 621.824 | 7.66 | calibrated (EIA-923 burn / MISO MWh) | 1.0388 | 4763071 | 4585 | 4.585 | 4.1638 | 4.5016
2023-01-14 | 24538.8 | 588.93 | 7.66 | calibrated (EIA-923 burn / MISO MWh) | 1.0388 | 4511109 | 4342.4 | 4.3424 | 4.1145 | 4.2635
2023-01-15 | 20740.1 | 497.762 | 7.66 | calibrated (EIA-923 burn / MISO MWh) | 1.0388 | 3812779 | 3670.2 | 3.6702 | 4.0249 | 3.6035
2023-01-16 | 20302.4 | 487.258 | 7.66 | calibrated (EIA-923 burn / MISO MWh) | 1.0388 | 3732318 | 3592.8 | 3.5928 | 3.9691 | 3.5274
2023-01-17 | 21514.8 | 516.356 | 7.66 | calibrated (EIA-923 burn / MISO MWh) | 1.0388 | 3955202 | 3807.3 | 3.8073 | 3.8765 | 3.7381
2023-01-18 | 24238.4 | 581.721 | 7.66 | calibrated (EIA-923 burn / MISO MWh) | 1.0388 | 4455893 | 4289.3 | 4.2893 | 3.9235 | 4.2113
2023-01-19 | 22108.4 | 530.601 | 7.66 | calibrated (EIA-923 burn / MISO MWh) | 1.0388 | 4064319 | 3912.4 | 3.9124 | 4.0285 | 3.8412
2023-01-20 | 27150.1 | 651.603 | 7.66 | calibrated (EIA-923 burn / MISO MWh) | 1.0388 | 4991174 | 4804.6 | 4.8046 | 4.0599 | 4.7172
2023-01-21 | 27688.8 | 664.532 | 7.66 | calibrated (EIA-923 burn / MISO MWh) | 1.0388 | 5090206 | 4899.9 | 4.8999 | 4.1395 | 4.8108
2023-01-22 | 28476.7 | 683.44 | 7.66 | calibrated (EIA-923 burn / MISO MWh) | 1.0388 | 5235042 | 5039.3 | 5.0393 | 4.3351 | 4.9477
2023-01-23 | 27629.9 | 663.118 | 7.66 | calibrated (EIA-923 burn / MISO MWh) | 1.0388 | 5079374 | 4889.5 | 4.8895 | 4.5203 | 4.8006
2023-01-24 | 28967.5 | 695.221 | 7.66 | calibrated (EIA-923 burn / MISO MWh) | 1.0388 | 5325278 | 5126.2 | 5.1262 | 4.7087 | 5.033
2023-01-25 | 24565.4 | 589.569 | 7.66 | calibrated (EIA-923 burn / MISO MWh) | 1.0388 | 4516004 | 4347.2 | 4.3472 | 4.717 | 4.2681
2023-01-26 | 25480.9 | 611.542 | 7.66 | calibrated (EIA-923 burn / MISO MWh) | 1.0388 | 4684314 | 4509.2 | 4.5092 | 4.8022 | 4.4272
2023-01-27 | 24427.9 | 586.269 | 7.66 | calibrated (EIA-923 burn / MISO MWh) | 1.0388 | 4490723 | 4322.8 | 4.3228 | 4.7334 | 4.2442
2023-01-28 | 20749.2 | 497.981 | 7.66 | calibrated (EIA-923 burn / MISO MWh) | 1.0388 | 3814452 | 3671.8 | 3.6718 | 4.558 | 3.6051
2023-01-29 | 17535.5 | 420.851 | 7.66 | calibrated (EIA-923 burn / MISO MWh) | 1.0388 | 3223654 | 3103.1 | 3.1031 | 4.2814 | 3.0467
2023-01-30 | 23162.2 | 555.892 | 7.66 | calibrated (EIA-923 burn / MISO MWh) | 1.0388 | 4258040 | 4098.8 | 4.0988 | 4.1684 | 4.0243
2023-01-31 | 26192.4 | 628.618 | 7.66 | calibrated (EIA-923 burn / MISO MWh) | 1.0388 | 4815113 | 4635.1 | 4.6351 | 4.0983 | 4.5508
2023-02-01 | 27813.1 | 667.514 | 7.766 | calibrated (EIA-923 burn / MISO MWh) | 1.0368 | 5184009 | 5000 | 5 | 4.1916 | 4.8324
2023-02-02 | 25664.3 | 615.944 | 7.766 | calibrated (EIA-923 burn / MISO MWh) | 1.0368 | 4783507 | 4613.7 | 4.6137 | 4.2065 | 4.4591
2023-02-03 | 30467 | 731.207 | 7.766 | calibrated (EIA-923 burn / MISO MWh) | 1.0368 | 5678662 | 5477.1 | 5.4771 | 4.3714 | 5.2935
2023-02-04 | 26111.4 | 626.674 | 7.766 | calibrated (EIA-923 burn / MISO MWh) | 1.0368 | 4866842 | 4694.1 | 4.6941 | 4.5174 | 4.5367
2023-02-05 | 23444.1 | 562.659 | 7.766 | calibrated (EIA-923 burn / MISO MWh) | 1.0368 | 4369692 | 4214.6 | 4.2146 | 4.6762 | 4.0733
2023-02-06 | 21528.6 | 516.686 | 7.766 | calibrated (EIA-923 burn / MISO MWh) | 1.0368 | 4012658 | 3870.2 | 3.8702 | 4.6436 | 3.7405
2023-02-07 | 21125.7 | 507.016 | 7.766 | calibrated (EIA-923 burn / MISO MWh) | 1.0368 | 3937563 | 3797.8 | 3.7978 | 4.5239 | 3.6705
2023-02-08 | 23410 | 561.84 | 7.766 | calibrated (EIA-923 burn / MISO MWh) | 1.0368 | 4363328 | 4208.5 | 4.2085 | 4.4109 | 4.0674
2023-02-09 | 20945.7 | 502.698 | 7.766 | calibrated (EIA-923 burn / MISO MWh) | 1.0368 | 3904025 | 3765.5 | 3.7655 | 4.2897 | 3.6392
2023-02-10 | 22445.3 | 538.688 | 7.766 | calibrated (EIA-923 burn / MISO MWh) | 1.0368 | 4183530 | 4035 | 4.035 | 4.0837 | 3.8998
2023-02-11 | 23288.6 | 558.925 | 7.766 | calibrated (EIA-923 burn / MISO MWh) | 1.0368 | 4340695 | 4186.6 | 4.1866 | 4.0112 | 4.0463
2023-02-12 | 24101.1 | 578.426 | 7.766 | calibrated (EIA-923 burn / MISO MWh) | 1.0368 | 4492141 | 4332.7 | 4.3327 | 4.0281 | 4.1874
2023-02-13 | 23825.9 | 571.822 | 7.766 | calibrated (EIA-923 burn / MISO MWh) | 1.0368 | 4440854 | 4283.2 | 4.2832 | 4.0871 | 4.1396
2023-02-14 | 19777.3 | 474.654 | 7.766 | calibrated (EIA-923 burn / MISO MWh) | 1.0368 | 3686234 | 3555.4 | 3.5554 | 4.0524 | 3.4362
2023-02-15 | 18711.8 | 449.084 | 7.766 | calibrated (EIA-923 burn / MISO MWh) | 1.0368 | 3487652 | 3363.9 | 3.3639 | 3.9318 | 3.2511
2023-02-16 | 23837.8 | 572.108 | 7.766 | calibrated (EIA-923 burn / MISO MWh) | 1.0368 | 4443070 | 4285.4 | 4.2854 | 4.006 | 4.1417
2023-02-17 | 28351.3 | 680.432 | 7.766 | calibrated (EIA-923 burn / MISO MWh) | 1.0368 | 5284334 | 5096.8 | 5.0968 | 4.1577 | 4.9259
2023-02-18 | 25784.1 | 618.819 | 7.766 | calibrated (EIA-923 burn / MISO MWh) | 1.0368 | 4805837 | 4635.3 | 4.6353 | 4.2218 | 4.4799
2023-02-19 | 21141.9 | 507.406 | 7.766 | calibrated (EIA-923 burn / MISO MWh) | 1.0368 | 3940587 | 3800.7 | 3.8007 | 4.1458 | 3.6733
2023-02-20 | 23295.5 | 559.092 | 7.766 | calibrated (EIA-923 burn / MISO MWh) | 1.0368 | 4341985 | 4187.9 | 4.1879 | 4.1322 | 4.0475
2023-02-21 | 25490 | 611.76 | 7.766 | calibrated (EIA-923 burn / MISO MWh) | 1.0368 | 4751017 | 4582.4 | 4.5824 | 4.2789 | 4.4288
2023-02-22 | 24180 | 580.319 | 7.766 | calibrated (EIA-923 burn / MISO MWh) | 1.0368 | 4506844 | 4346.9 | 4.3469 | 4.4193 | 4.2012
2023-02-23 | 25196.3 | 604.712 | 7.766 | calibrated (EIA-923 burn / MISO MWh) | 1.0368 | 4696282 | 4529.6 | 4.5296 | 4.4542 | 4.3777
2023-02-24 | 33147.6 | 795.542 | 7.766 | calibrated (EIA-923 burn / MISO MWh) | 1.0368 | 6178293 | 5959 | 5.959 | 4.5774 | 5.7592
2023-02-25 | 28088 | 674.112 | 7.766 | calibrated (EIA-923 burn / MISO MWh) | 1.0368 | 5235252 | 5049.4 | 5.0494 | 4.6366 | 4.8802
2023-02-26 | 23752 | 570.048 | 7.766 | calibrated (EIA-923 burn / MISO MWh) | 1.0368 | 4427074 | 4269.9 | 4.2699 | 4.7036 | 4.1268
2023-02-27 | 21916.5 | 525.997 | 7.766 | calibrated (EIA-923 burn / MISO MWh) | 1.0368 | 4084969 | 3940 | 3.94 | 4.6682 | 3.8079
2023-02-28 | 25837.5 | 620.1 | 7.766 | calibrated (EIA-923 burn / MISO MWh) | 1.0368 | 4815785 | 4644.9 | 4.6449 | 4.6771 | 4.4891
2023-03-01 | 23096.1 | 554.306 | 7.806 | calibrated (EIA-923 burn / MISO MWh) | 1.0359 | 4326670 | 4176.8 | 4.1768 | 4.6528 | 4.0128
2023-03-02 | 27285.6 | 654.854 | 7.806 | calibrated (EIA-923 burn / MISO MWh) | 1.0359 | 5111508 | 4934.4 | 4.9344 | 4.7106 | 4.7407
2023-03-03 | 26754.1 | 642.098 | 7.806 | calibrated (EIA-923 burn / MISO MWh) | 1.0359 | 5011940 | 4838.3 | 4.8383 | 4.5505 | 4.6484
2023-03-04 | 25069.1 | 601.658 | 7.806 | calibrated (EIA-923 burn / MISO MWh) | 1.0359 | 4696278 | 4533.6 | 4.5336 | 4.4768 | 4.3556
2023-03-05 | 20805.6 | 499.335 | 7.806 | calibrated (EIA-923 burn / MISO MWh) | 1.0359 | 3897595 | 3762.5 | 3.7625 | 4.4043 | 3.6149
2023-03-06 | 23075.5 | 553.813 | 7.806 | calibrated (EIA-923 burn / MISO MWh) | 1.0359 | 4322822 | 4173 | 4.173 | 4.4376 | 4.0093
2023-03-07 | 26666.9 | 640.005 | 7.806 | calibrated (EIA-923 burn / MISO MWh) | 1.0359 | 4995599 | 4822.5 | 4.8225 | 4.463 | 4.6332
2023-03-08 | 29118.7 | 698.848 | 7.806 | calibrated (EIA-923 burn / MISO MWh) | 1.0359 | 5454905 | 5265.9 | 5.2659 | 4.6186 | 5.0592
2023-03-09 | 29006.8 | 696.164 | 7.806 | calibrated (EIA-923 burn / MISO MWh) | 1.0359 | 5433955 | 5245.7 | 5.2457 | 4.6631 | 5.0398
2023-03-10 | 28550.7 | 685.217 | 7.806 | calibrated (EIA-923 burn / MISO MWh) | 1.0359 | 5348506 | 5163.2 | 5.1632 | 4.7095 | 4.9605
2023-03-11 | 25845.7 | 620.296 | 7.806 | calibrated (EIA-923 burn / MISO MWh) | 1.0359 | 4841760 | 4674 | 4.674 | 4.7295 | 4.4906
2023-03-12 | 24249.3 | 581.983 | 7.806 | calibrated (EIA-923 burn / MISO MWh) | 1.0359 | 4542703 | 4385.3 | 4.3853 | 4.8185 | 4.2132
2023-03-13 | 28412.2 | 681.892 | 7.806 | calibrated (EIA-923 burn / MISO MWh) | 1.0359 | 5322554 | 5138.1 | 5.1381 | 4.9564 | 4.9365
2023-03-14 | 28107.3 | 674.575 | 7.806 | calibrated (EIA-923 burn / MISO MWh) | 1.0359 | 5265441 | 5083 | 5.083 | 4.9936 | 4.8835
2023-03-15 | 23730.2 | 569.524 | 7.806 | calibrated (EIA-923 burn / MISO MWh) | 1.0359 | 4445459 | 4291.4 | 4.2914 | 4.8544 | 4.123
2023-03-16 | 20657 | 495.767 | 7.806 | calibrated (EIA-923 burn / MISO MWh) | 1.0359 | 3869744 | 3735.7 | 3.7357 | 4.6387 | 3.589
2023-03-17 | 18349.6 | 440.391 | 7.806 | calibrated (EIA-923 burn / MISO MWh) | 1.0359 | 3437499 | 3318.4 | 3.3184 | 4.3751 | 3.1882
2023-03-18 | 20247.6 | 485.942 | 7.806 | calibrated (EIA-923 burn / MISO MWh) | 1.0359 | 3793054 | 3661.6 | 3.6616 | 4.2305 | 3.5179
2023-03-19 | 23562.5 | 565.5 | 7.806 | calibrated (EIA-923 burn / MISO MWh) | 1.0359 | 4414043 | 4261.1 | 4.2611 | 4.2128 | 4.0939
2023-03-20 | 26269.9 | 630.478 | 7.806 | calibrated (EIA-923 burn / MISO MWh) | 1.0359 | 4921239 | 4750.7 | 4.7507 | 4.1574 | 4.5643
2023-03-21 | 25233.5 | 605.605 | 7.806 | calibrated (EIA-923 burn / MISO MWh) | 1.0359 | 4727087 | 4563.3 | 4.5633 | 4.0832 | 4.3842
2023-03-22 | 25301.5 | 607.235 | 7.806 | calibrated (EIA-923 burn / MISO MWh) | 1.0359 | 4739814 | 4575.6 | 4.5756 | 4.1238 | 4.396
2023-03-23 | 25869.8 | 620.875 | 7.806 | calibrated (EIA-923 burn / MISO MWh) | 1.0359 | 4846282 | 4678.4 | 4.6784 | 4.2584 | 4.4948
2023-03-24 | 26629 | 639.097 | 7.806 | calibrated (EIA-923 burn / MISO MWh) | 1.0359 | 4988512 | 4815.7 | 4.8157 | 4.4723 | 4.6267
2023-03-25 | 24051.4 | 577.235 | 7.806 | calibrated (EIA-923 burn / MISO MWh) | 1.0359 | 4505643 | 4349.5 | 4.3495 | 4.5706 | 4.1788
2023-03-26 | 23054.6 | 553.31 | 7.806 | calibrated (EIA-923 burn / MISO MWh) | 1.0359 | 4318898 | 4169.2 | 4.1692 | 4.5575 | 4.0056
2023-03-27 | 29225.2 | 701.404 | 7.806 | calibrated (EIA-923 burn / MISO MWh) | 1.0359 | 5474858 | 5285.2 | 5.2852 | 4.6338 | 5.0777
2023-03-28 | 28600.7 | 686.417 | 7.806 | calibrated (EIA-923 burn / MISO MWh) | 1.0359 | 5357869 | 5172.2 | 5.1722 | 4.7208 | 4.9692
2023-03-29 | 26917 | 646.008 | 7.806 | calibrated (EIA-923 burn / MISO MWh) | 1.0359 | 5042461 | 4867.7 | 4.8677 | 4.7626 | 4.6767
2023-03-30 | 23246.4 | 557.915 | 7.806 | calibrated (EIA-923 burn / MISO MWh) | 1.0359 | 4354838 | 4203.9 | 4.2039 | 4.6948 | 4.039
2023-03-31 | 21183.6 | 508.407 | 7.806 | calibrated (EIA-923 burn / MISO MWh) | 1.0359 | 3968405 | 3830.9 | 3.8309 | 4.5541 | 3.6806
2023-04-01 | 20607.6 | 494.583 | 8.477 | calibrated (EIA-923 burn / MISO MWh) | 1.0341 | 4192620 | 4054.4 | 4.0544 | 4.5119 | 3.5805
2023-04-02 | 18604.2 | 446.501 | 8.477 | calibrated (EIA-923 burn / MISO MWh) | 1.0341 | 3785023 | 3660.2 | 3.6602 | 4.4392 | 3.2324
2023-04-03 | 26079.3 | 625.903 | 8.477 | calibrated (EIA-923 burn / MISO MWh) | 1.0341 | 5305826 | 5130.9 | 5.1309 | 4.4172 | 4.5312
2023-04-04 | 23471.7 | 563.32 | 8.477 | calibrated (EIA-923 burn / MISO MWh) | 1.0341 | 4775304 | 4617.9 | 4.6179 | 4.338 | 4.0781
2023-04-05 | 22422.8 | 538.146 | 8.477 | calibrated (EIA-923 burn / MISO MWh) | 1.0341 | 4561906 | 4411.5 | 4.4115 | 4.2728 | 3.8958
2023-04-06 | 26138.6 | 627.326 | 8.477 | calibrated (EIA-923 burn / MISO MWh) | 1.0341 | 5317892 | 5142.6 | 5.1426 | 4.4069 | 4.5415
2023-04-07 | 22814.4 | 547.546 | 8.477 | calibrated (EIA-923 burn / MISO MWh) | 1.0341 | 4641590 | 4488.6 | 4.4886 | 4.5009 | 3.9639
2023-04-08 | 18975.5 | 455.412 | 8.477 | calibrated (EIA-923 burn / MISO MWh) | 1.0341 | 3860562 | 3733.3 | 3.7333 | 4.455 | 3.2969
2023-04-09 | 16085.9 | 386.061 | 8.477 | calibrated (EIA-923 burn / MISO MWh) | 1.0341 | 3272671 | 3164.8 | 3.1648 | 4.3842 | 2.7948
2023-04-10 | 22420.5 | 538.091 | 8.477 | calibrated (EIA-923 burn / MISO MWh) | 1.0341 | 4561440 | 4411.1 | 4.4111 | 4.2814 | 3.8954
2023-04-11 | 19728.1 | 473.475 | 8.477 | calibrated (EIA-923 burn / MISO MWh) | 1.0341 | 4013686 | 3881.4 | 3.8814 | 4.1762 | 3.4277
2023-04-12 | 19219.8 | 461.276 | 8.477 | calibrated (EIA-923 burn / MISO MWh) | 1.0341 | 3910269 | 3781.4 | 3.7814 | 4.0862 | 3.3394
2023-04-13 | 20447.9 | 490.749 | 8.477 | calibrated (EIA-923 burn / MISO MWh) | 1.0341 | 4160115 | 4023 | 4.023 | 3.9262 | 3.5527
2023-04-14 | 23608 | 566.591 | 8.477 | calibrated (EIA-923 burn / MISO MWh) | 1.0341 | 4803035 | 4644.7 | 4.6447 | 3.9485 | 4.1018
2023-04-15 | 22703.4 | 544.882 | 8.477 | calibrated (EIA-923 burn / MISO MWh) | 1.0341 | 4619005 | 4466.7 | 4.4667 | 4.0533 | 3.9446
2023-04-16 | 18743.1 | 449.834 | 8.477 | calibrated (EIA-923 burn / MISO MWh) | 1.0341 | 3813277 | 3687.6 | 3.6876 | 4.128 | 3.2565
2023-04-17 | 23638.5 | 567.324 | 8.477 | calibrated (EIA-923 burn / MISO MWh) | 1.0341 | 4809244 | 4650.7 | 4.6507 | 4.1622 | 4.1071
2023-04-18 | 23155.1 | 555.723 | 8.477 | calibrated (EIA-923 burn / MISO MWh) | 1.0341 | 4710908 | 4555.6 | 4.5556 | 4.2585 | 4.0231
2023-04-19 | 22154.4 | 531.705 | 8.477 | calibrated (EIA-923 burn / MISO MWh) | 1.0341 | 4507305 | 4358.7 | 4.3587 | 4.341 | 3.8492
2023-04-20 | 22677.7 | 544.265 | 8.477 | calibrated (EIA-923 burn / MISO MWh) | 1.0341 | 4613775 | 4461.7 | 4.4617 | 4.4037 | 3.9401
2023-04-21 | 21945.8 | 526.699 | 8.477 | calibrated (EIA-923 burn / MISO MWh) | 1.0341 | 4464870 | 4317.7 | 4.3177 | 4.357 | 3.813
2023-04-22 | 18924.3 | 454.182 | 8.477 | calibrated (EIA-923 burn / MISO MWh) | 1.0341 | 3850136 | 3723.2 | 3.7232 | 4.2507 | 3.288
2023-04-23 | 23705.8 | 568.94 | 8.477 | calibrated (EIA-923 burn / MISO MWh) | 1.0341 | 4822943 | 4664 | 4.664 | 4.3902 | 4.1188
2023-04-24 | 27954.9 | 670.919 | 8.477 | calibrated (EIA-923 burn / MISO MWh) | 1.0341 | 5687428 | 5499.9 | 5.4999 | 4.5115 | 4.857
2023-04-25 | 27039.7 | 648.953 | 8.477 | calibrated (EIA-923 burn / MISO MWh) | 1.0341 | 5501225 | 5319.9 | 5.3199 | 4.6207 | 4.698
2023-04-26 | 25986.6 | 623.678 | 8.477 | calibrated (EIA-923 burn / MISO MWh) | 1.0341 | 5286961 | 5112.7 | 5.1127 | 4.7284 | 4.515
2023-04-27 | 23930.3 | 574.327 | 8.477 | calibrated (EIA-923 burn / MISO MWh) | 1.0341 | 4868612 | 4708.1 | 4.7081 | 4.7636 | 4.1578
2023-04-28 | 24920.2 | 598.084 | 8.477 | calibrated (EIA-923 burn / MISO MWh) | 1.0341 | 5070000 | 4902.9 | 4.9029 | 4.8472 | 4.3298
2023-04-29 | 20073.9 | 481.773 | 8.477 | calibrated (EIA-923 burn / MISO MWh) | 1.0341 | 4084027 | 3949.4 | 3.9494 | 4.8795 | 3.4877
2023-04-30 | 16812.3 | 403.496 | 8.477 | calibrated (EIA-923 burn / MISO MWh) | 1.0341 | 3420469 | 3307.7 | 3.3077 | 4.6858 | 2.9211
2023-05-01 | 20951.5 | 502.836 | 8.472 | calibrated (EIA-923 burn / MISO MWh) | 1.0365 | 4260075 | 4110.1 | 4.1101 | 4.4872 | 3.6402
2023-05-02 | 20851.4 | 500.433 | 8.472 | calibrated (EIA-923 burn / MISO MWh) | 1.0365 | 4239711 | 4090.4 | 4.0904 | 4.3116 | 3.6228
2023-05-03 | 28304 | 679.296 | 8.472 | calibrated (EIA-923 burn / MISO MWh) | 1.0365 | 5755053 | 5552.4 | 5.5524 | 4.3744 | 4.9177
2023-05-04 | 27281.7 | 654.761 | 8.472 | calibrated (EIA-923 burn / MISO MWh) | 1.0365 | 5547192 | 5351.9 | 5.3519 | 4.4664 | 4.7401
2023-05-05 | 25882.8 | 621.186 | 8.472 | calibrated (EIA-923 burn / MISO MWh) | 1.0365 | 5262746 | 5077.4 | 5.0774 | 4.4913 | 4.497
2023-05-06 | 21196.3 | 508.711 | 8.472 | calibrated (EIA-923 burn / MISO MWh) | 1.0365 | 4309846 | 4158.1 | 4.1581 | 4.5211 | 3.6828
2023-05-07 | 25842.8 | 620.227 | 8.472 | calibrated (EIA-923 burn / MISO MWh) | 1.0365 | 5254619 | 5069.6 | 5.0696 | 4.7728 | 4.4901
2023-05-08 | 32909.6 | 789.831 | 8.472 | calibrated (EIA-923 burn / MISO MWh) | 1.0365 | 6691519 | 6455.9 | 6.4559 | 5.108 | 5.7179
2023-05-09 | 29219 | 701.255 | 8.472 | calibrated (EIA-923 burn / MISO MWh) | 1.0365 | 5941098 | 5731.9 | 5.7319 | 5.3425 | 5.0767
2023-05-10 | 26531.1 | 636.746 | 8.472 | calibrated (EIA-923 burn / MISO MWh) | 1.0365 | 5394571 | 5204.6 | 5.2046 | 5.2928 | 4.6096
2023-05-11 | 28689 | 688.536 | 8.472 | calibrated (EIA-923 burn / MISO MWh) | 1.0365 | 5833341 | 5627.9 | 5.6279 | 5.3322 | 4.9846
2023-05-12 | 30444.1 | 730.659 | 8.472 | calibrated (EIA-923 burn / MISO MWh) | 1.0365 | 6190212 | 5972.2 | 5.9722 | 5.46 | 5.2895
2023-05-13 | 26319.9 | 631.677 | 8.472 | calibrated (EIA-923 burn / MISO MWh) | 1.0365 | 5351625 | 5163.2 | 5.1632 | 5.6036 | 4.573
2023-05-14 | 22982.9 | 551.59 | 8.472 | calibrated (EIA-923 burn / MISO MWh) | 1.0365 | 4673117 | 4508.6 | 4.5086 | 5.5235 | 3.9932
2023-05-15 | 31324.9 | 751.798 | 8.472 | calibrated (EIA-923 burn / MISO MWh) | 1.0365 | 6369301 | 6145 | 6.145 | 5.4791 | 5.4426
2023-05-16 | 30181 | 724.345 | 8.472 | calibrated (EIA-923 burn / MISO MWh) | 1.0365 | 6136715 | 5920.6 | 5.9206 | 5.506 | 5.2438
2023-05-17 | 27165 | 651.959 | 8.472 | calibrated (EIA-923 burn / MISO MWh) | 1.0365 | 5523456 | 5329 | 5.329 | 5.5238 | 4.7198
2023-05-18 | 25688.4 | 616.522 | 8.472 | calibrated (EIA-923 burn / MISO MWh) | 1.0365 | 5223233 | 5039.3 | 5.0393 | 5.4397 | 4.4632
2023-05-19 | 24105.7 | 578.537 | 8.472 | calibrated (EIA-923 burn / MISO MWh) | 1.0365 | 4901419 | 4728.8 | 4.7288 | 5.2621 | 4.1883
2023-05-20 | 24373.5 | 584.964 | 8.472 | calibrated (EIA-923 burn / MISO MWh) | 1.0365 | 4955870 | 4781.4 | 4.7814 | 5.2075 | 4.2348
2023-05-21 | 23443.7 | 562.648 | 8.472 | calibrated (EIA-923 burn / MISO MWh) | 1.0365 | 4766804 | 4599 | 4.599 | 5.2204 | 4.0732
2023-05-22 | 27413.1 | 657.913 | 8.472 | calibrated (EIA-923 burn / MISO MWh) | 1.0365 | 5573901 | 5377.6 | 5.3776 | 5.1108 | 4.7629
2023-05-23 | 30022.9 | 720.549 | 8.472 | calibrated (EIA-923 burn / MISO MWh) | 1.0365 | 6104557 | 5889.6 | 5.8896 | 5.1064 | 5.2163
2023-05-24 | 26699.1 | 640.779 | 8.472 | calibrated (EIA-923 burn / MISO MWh) | 1.0365 | 5428741 | 5237.6 | 5.2376 | 5.0933 | 4.6388
2023-05-25 | 21651.4 | 519.635 | 8.472 | calibrated (EIA-923 burn / MISO MWh) | 1.0365 | 4402393 | 4247.4 | 4.2474 | 4.9802 | 3.7618
2023-05-26 | 20993.7 | 503.849 | 8.472 | calibrated (EIA-923 burn / MISO MWh) | 1.0365 | 4268656 | 4118.4 | 4.1184 | 4.893 | 3.6476
2023-05-27 | 20073.5 | 481.764 | 8.472 | calibrated (EIA-923 burn / MISO MWh) | 1.0365 | 4081550 | 3937.8 | 3.9378 | 4.7725 | 3.4877
2023-05-28 | 21951.3 | 526.831 | 8.472 | calibrated (EIA-923 burn / MISO MWh) | 1.0365 | 4463358 | 4306.2 | 4.3062 | 4.7307 | 3.8139
2023-05-29 | 23985.4 | 575.649 | 8.472 | calibrated (EIA-923 burn / MISO MWh) | 1.0365 | 4876952 | 4705.2 | 4.7052 | 4.6346 | 4.1673
2023-05-30 | 32352.3 | 776.456 | 8.472 | calibrated (EIA-923 burn / MISO MWh) | 1.0365 | 6578203 | 6346.6 | 6.3466 | 4.6999 | 5.6211
2023-05-31 | 34958.9 | 839.013 | 8.472 | calibrated (EIA-923 burn / MISO MWh) | 1.0365 | 7108192 | 6857.9 | 6.8579 | 4.9314 | 6.0739
2023-06-01 | 36852.7 | 884.465 | 8.014 | calibrated (EIA-923 burn / MISO MWh) | 1.0365 | 7087894 | 6838.4 | 6.8384 | 5.3015 | 6.403
2023-06-02 | 39005 | 936.119 | 8.014 | calibrated (EIA-923 burn / MISO MWh) | 1.0365 | 7501839 | 7237.8 | 7.2378 | 5.7471 | 6.7769
2023-06-03 | 33920.7 | 814.096 | 8.014 | calibrated (EIA-923 burn / MISO MWh) | 1.0365 | 6523975 | 6294.4 | 6.2944 | 6.0838 | 5.8936
2023-06-04 | 30226.7 | 725.442 | 8.014 | calibrated (EIA-923 burn / MISO MWh) | 1.0365 | 5813516 | 5608.9 | 5.6089 | 6.2699 | 5.2517
2023-06-05 | 34670.3 | 832.087 | 8.014 | calibrated (EIA-923 burn / MISO MWh) | 1.0365 | 6668148 | 6433.5 | 6.4335 | 6.5168 | 6.0238
2023-06-06 | 33273.3 | 798.559 | 8.014 | calibrated (EIA-923 burn / MISO MWh) | 1.0365 | 6399461 | 6174.2 | 6.1742 | 6.4921 | 5.7811
2023-06-07 | 31836.3 | 764.072 | 8.014 | calibrated (EIA-923 burn / MISO MWh) | 1.0365 | 6123087 | 5907.6 | 5.9076 | 6.3564 | 5.5314
2023-06-08 | 31014.3 | 744.344 | 8.014 | calibrated (EIA-923 burn / MISO MWh) | 1.0365 | 5964994 | 5755 | 5.755 | 6.2016 | 5.3886
2023-06-09 | 31903.8 | 765.692 | 8.014 | calibrated (EIA-923 burn / MISO MWh) | 1.0365 | 6136070 | 5920.1 | 5.9201 | 6.0134 | 5.5431
2023-06-10 | 30466.9 | 731.205 | 8.014 | calibrated (EIA-923 burn / MISO MWh) | 1.0365 | 5859700 | 5653.5 | 5.6535 | 5.9218 | 5.2935
2023-06-11 | 23952.7 | 574.865 | 8.014 | calibrated (EIA-923 burn / MISO MWh) | 1.0365 | 4606828 | 4444.7 | 4.4447 | 5.7555 | 4.1617
2023-06-12 | 31552.6 | 757.263 | 8.014 | calibrated (EIA-923 burn / MISO MWh) | 1.0365 | 6068528 | 5854.9 | 5.8549 | 5.6729 | 5.4821
2023-06-13 | 28942.1 | 694.611 | 8.014 | calibrated (EIA-923 burn / MISO MWh) | 1.0365 | 5566447 | 5370.5 | 5.3705 | 5.558 | 5.0286
2023-06-14 | 34004.4 | 816.105 | 8.014 | calibrated (EIA-923 burn / MISO MWh) | 1.0365 | 6540073 | 6309.9 | 6.3099 | 5.6155 | 5.9081
2023-06-15 | 34725.2 | 833.404 | 8.014 | calibrated (EIA-923 burn / MISO MWh) | 1.0365 | 6678705 | 6443.6 | 6.4436 | 5.7139 | 6.0333
2023-06-16 | 32485 | 779.64 | 8.014 | calibrated (EIA-923 burn / MISO MWh) | 1.0365 | 6247852 | 6027.9 | 6.0279 | 5.7293 | 5.6441
2023-06-17 | 29625.2 | 711.006 | 8.014 | calibrated (EIA-923 burn / MISO MWh) | 1.0365 | 5697832 | 5497.3 | 5.4973 | 5.707 | 5.1472
2023-06-18 | 29404.8 | 705.715 | 8.014 | calibrated (EIA-923 burn / MISO MWh) | 1.0365 | 5655429 | 5456.4 | 5.4564 | 5.8515 | 5.1089
2023-06-19 | 33602.6 | 806.463 | 8.014 | calibrated (EIA-923 burn / MISO MWh) | 1.0365 | 6462801 | 6235.3 | 6.2353 | 5.9059 | 5.8383
2023-06-20 | 32071.1 | 769.706 | 8.014 | calibrated (EIA-923 burn / MISO MWh) | 1.0365 | 6168241 | 5951.1 | 5.9511 | 5.9888 | 5.5722
2023-06-21 | 33217 | 797.208 | 8.014 | calibrated (EIA-923 burn / MISO MWh) | 1.0365 | 6388638 | 6163.8 | 6.1638 | 5.9679 | 5.7713
2023-06-22 | 34698.2 | 832.756 | 8.014 | calibrated (EIA-923 burn / MISO MWh) | 1.0365 | 6673507 | 6438.6 | 6.4386 | 5.9672 | 6.0286
2023-06-23 | 34585.9 | 830.061 | 8.014 | calibrated (EIA-923 burn / MISO MWh) | 1.0365 | 6651911 | 6417.8 | 6.4178 | 6.0229 | 6.0091
2023-06-24 | 32051.3 | 769.231 | 8.014 | calibrated (EIA-923 burn / MISO MWh) | 1.0365 | 6164437 | 5947.5 | 5.9475 | 6.0872 | 5.5688
2023-06-25 | 27429.8 | 658.315 | 8.014 | calibrated (EIA-923 burn / MISO MWh) | 1.0365 | 5275581 | 5089.9 | 5.0899 | 6.0349 | 4.7658
2023-06-26 | 31023.7 | 744.568 | 8.014 | calibrated (EIA-923 burn / MISO MWh) | 1.0365 | 5966792 | 5756.8 | 5.7568 | 5.9665 | 5.3902
2023-06-27 | 33702 | 808.847 | 8.014 | calibrated (EIA-923 burn / MISO MWh) | 1.0365 | 6481909 | 6253.8 | 6.2538 | 6.0097 | 5.8556
2023-06-28 | 34380.5 | 825.133 | 8.014 | calibrated (EIA-923 burn / MISO MWh) | 1.0365 | 6612416 | 6379.7 | 6.3797 | 6.0406 | 5.9735
2023-06-29 | 39318.5 | 943.645 | 8.014 | calibrated (EIA-923 burn / MISO MWh) | 1.0365 | 7562146 | 7296 | 7.296 | 6.1631 | 6.8314
2023-06-30 | 42238.8 | 1013.731 | 8.014 | calibrated (EIA-923 burn / MISO MWh) | 1.0365 | 8123795 | 7837.9 | 7.8379 | 6.3659 | 7.3388
2023-07-01 | 36365.1 | 872.763 | 8.007 | calibrated (EIA-923 burn / MISO MWh) | 1.0375 | 6987942 | 6735.4 | 6.7354 | 6.4785 | 6.3183
2023-07-02 | 32949.9 | 790.797 | 8.007 | calibrated (EIA-923 burn / MISO MWh) | 1.0375 | 6331667 | 6102.8 | 6.1028 | 6.6232 | 5.7249
2023-07-03 | 35723.3 | 857.358 | 8.007 | calibrated (EIA-923 burn / MISO MWh) | 1.0375 | 6864601 | 6616.5 | 6.6165 | 6.746 | 6.2067
2023-07-04 | 32778 | 786.671 | 8.007 | calibrated (EIA-923 burn / MISO MWh) | 1.0375 | 6298633 | 6071 | 6.071 | 6.7199 | 5.695
2023-07-05 | 36496 | 875.904 | 8.007 | calibrated (EIA-923 burn / MISO MWh) | 1.0375 | 7013090 | 6759.6 | 6.7596 | 6.7742 | 6.341
2023-07-06 | 35174.1 | 844.177 | 8.007 | calibrated (EIA-923 burn / MISO MWh) | 1.0375 | 6759066 | 6514.8 | 6.5148 | 6.6626 | 6.1113
2023-07-07 | 34221.3 | 821.312 | 8.007 | calibrated (EIA-923 burn / MISO MWh) | 1.0375 | 6575989 | 6338.3 | 6.3383 | 6.4483 | 5.9458
2023-07-08 | 32150.5 | 771.613 | 8.007 | calibrated (EIA-923 burn / MISO MWh) | 1.0375 | 6178062 | 5954.8 | 5.9548 | 6.3368 | 5.586
2023-07-09 | 30838.5 | 740.124 | 8.007 | calibrated (EIA-923 burn / MISO MWh) | 1.0375 | 5925941 | 5711.8 | 5.7118 | 6.281 | 5.358
2023-07-10 | 33288.6 | 798.926 | 8.007 | calibrated (EIA-923 burn / MISO MWh) | 1.0375 | 6396756 | 6165.6 | 6.1656 | 6.2165 | 5.7837
2023-07-11 | 36168.3 | 868.04 | 8.007 | calibrated (EIA-923 burn / MISO MWh) | 1.0375 | 6950125 | 6698.9 | 6.6989 | 6.3062 | 6.2841
2023-07-12 | 35602.7 | 854.466 | 8.007 | calibrated (EIA-923 burn / MISO MWh) | 1.0375 | 6841441 | 6594.2 | 6.5942 | 6.2826 | 6.1858
2023-07-13 | 37760.7 | 906.256 | 8.007 | calibrated (EIA-923 burn / MISO MWh) | 1.0375 | 7256113 | 6993.8 | 6.9938 | 6.351 | 6.5607
2023-07-14 | 38834.8 | 932.036 | 8.007 | calibrated (EIA-923 burn / MISO MWh) | 1.0375 | 7462522 | 7192.8 | 7.1928 | 6.4731 | 6.7474
2023-07-15 | 34098.1 | 818.355 | 8.007 | calibrated (EIA-923 burn / MISO MWh) | 1.0375 | 6552313 | 6315.5 | 6.3155 | 6.5246 | 5.9244
2023-07-16 | 32279.5 | 774.709 | 8.007 | calibrated (EIA-923 burn / MISO MWh) | 1.0375 | 6202853 | 5978.7 | 5.9787 | 6.5628 | 5.6084
2023-07-17 | 36006.2 | 864.148 | 8.007 | calibrated (EIA-923 burn / MISO MWh) | 1.0375 | 6918968 | 6668.9 | 6.6689 | 6.6347 | 6.2559
2023-07-18 | 36456.5 | 874.956 | 8.007 | calibrated (EIA-923 burn / MISO MWh) | 1.0375 | 7005498 | 6752.3 | 6.7523 | 6.6423 | 6.3341
2023-07-19 | 36922.5 | 886.14 | 8.007 | calibrated (EIA-923 burn / MISO MWh) | 1.0375 | 7095051 | 6838.6 | 6.8386 | 6.6772 | 6.4151
2023-07-20 | 35941.5 | 862.597 | 8.007 | calibrated (EIA-923 burn / MISO MWh) | 1.0375 | 6906543 | 6656.9 | 6.6569 | 6.6291 | 6.2447
2023-07-21 | 35683.6 | 856.407 | 8.007 | calibrated (EIA-923 burn / MISO MWh) | 1.0375 | 6856985 | 6609.1 | 6.6091 | 6.5457 | 6.1999
2023-07-22 | 31929.9 | 766.319 | 8.007 | calibrated (EIA-923 burn / MISO MWh) | 1.0375 | 6135675 | 5913.9 | 5.9139 | 6.4883 | 5.5477
2023-07-23 | 32499.7 | 779.994 | 8.007 | calibrated (EIA-923 burn / MISO MWh) | 1.0375 | 6245166 | 6019.4 | 6.0194 | 6.4942 | 5.6467
2023-07-24 | 37516 | 900.383 | 8.007 | calibrated (EIA-923 burn / MISO MWh) | 1.0375 | 7209087 | 6948.5 | 6.9485 | 6.5341 | 6.5182
2023-07-25 | 38089.7 | 914.152 | 8.007 | calibrated (EIA-923 burn / MISO MWh) | 1.0375 | 7319332 | 7054.8 | 7.0548 | 6.5773 | 6.6179
2023-07-26 | 39587.3 | 950.095 | 8.007 | calibrated (EIA-923 burn / MISO MWh) | 1.0375 | 7607115 | 7332.2 | 7.3322 | 6.6478 | 6.8781
2023-07-27 | 41206.4 | 988.954 | 8.007 | calibrated (EIA-923 burn / MISO MWh) | 1.0375 | 7918244 | 7632 | 7.632 | 6.7871 | 7.1594
2023-07-28 | 41857.9 | 1004.589 | 8.007 | calibrated (EIA-923 burn / MISO MWh) | 1.0375 | 8043434 | 7752.7 | 7.7527 | 6.9505 | 7.2726
2023-07-29 | 35603.6 | 854.486 | 8.007 | calibrated (EIA-923 burn / MISO MWh) | 1.0375 | 6841601 | 6594.3 | 6.5943 | 7.0477 | 6.1859
2023-07-30 | 32883.4 | 789.203 | 8.007 | calibrated (EIA-923 burn / MISO MWh) | 1.0375 | 6318902 | 6090.5 | 6.0905 | 7.0579 | 5.7133
2023-07-31 | 34163.5 | 819.924 | 8.007 | calibrated (EIA-923 burn / MISO MWh) | 1.0375 | 6564877 | 6327.6 | 6.3276 | 6.9692 | 5.9357
2023-08-01 | 34848.8 | 836.371 | 8.074 | calibrated (EIA-923 burn / MISO MWh) | 1.0386 | 6752549 | 6501.3 | 6.5013 | 6.8901 | 6.0548
2023-08-02 | 38210 | 917.039 | 8.074 | calibrated (EIA-923 burn / MISO MWh) | 1.0386 | 7403836 | 7128.4 | 7.1284 | 6.861 | 6.6388
2023-08-03 | 41481.6 | 995.56 | 8.074 | calibrated (EIA-923 burn / MISO MWh) | 1.0386 | 8037783 | 7738.7 | 7.7387 | 6.8762 | 7.2072
2023-08-04 | 40143.6 | 963.446 | 8.074 | calibrated (EIA-923 burn / MISO MWh) | 1.0386 | 7778512 | 7489.1 | 7.4891 | 6.8386 | 6.9748
2023-08-05 | 33202.8 | 796.866 | 8.074 | calibrated (EIA-923 burn / MISO MWh) | 1.0386 | 6433605 | 6194.2 | 6.1942 | 6.7814 | 5.7688
2023-08-06 | 30156.3 | 723.751 | 8.074 | calibrated (EIA-923 burn / MISO MWh) | 1.0386 | 5843303 | 5625.9 | 5.6259 | 6.715 | 5.2395
2023-08-07 | 34291.3 | 822.99 | 8.074 | calibrated (EIA-923 burn / MISO MWh) | 1.0386 | 6644521 | 6397.3 | 6.3973 | 6.725 | 5.9579
2023-08-08 | 36266.5 | 870.395 | 8.074 | calibrated (EIA-923 burn / MISO MWh) | 1.0386 | 7027254 | 6765.8 | 6.7658 | 6.7628 | 6.3011
2023-08-09 | 36744.4 | 881.866 | 8.074 | calibrated (EIA-923 burn / MISO MWh) | 1.0386 | 7119861 | 6855 | 6.855 | 6.7237 | 6.3842
2023-08-10 | 35596 | 854.304 | 8.074 | calibrated (EIA-923 burn / MISO MWh) | 1.0386 | 6897339 | 6640.7 | 6.6407 | 6.5669 | 6.1846
2023-08-11 | 36300.3 | 871.208 | 8.074 | calibrated (EIA-923 burn / MISO MWh) | 1.0386 | 7033815 | 6772.1 | 6.7721 | 6.4644 | 6.307
2023-08-12 | 35008.5 | 840.205 | 8.074 | calibrated (EIA-923 burn / MISO MWh) | 1.0386 | 6783507 | 6531.1 | 6.5311 | 6.5126 | 6.0826
2023-08-13 | 33869.7 | 812.872 | 8.074 | calibrated (EIA-923 burn / MISO MWh) | 1.0386 | 6562831 | 6318.7 | 6.3187 | 6.6115 | 5.8847
2023-08-14 | 32148 | 771.553 | 8.074 | calibrated (EIA-923 burn / MISO MWh) | 1.0386 | 6229235 | 5997.5 | 5.9975 | 6.5544 | 5.5856
2023-08-15 | 32959.5 | 791.028 | 8.074 | calibrated (EIA-923 burn / MISO MWh) | 1.0386 | 6386468 | 6148.8 | 6.1488 | 6.4663 | 5.7266
2023-08-16 | 28052.9 | 673.269 | 8.074 | calibrated (EIA-923 burn / MISO MWh) | 1.0386 | 5435724 | 5233.5 | 5.2335 | 6.2346 | 4.874
2023-08-17 | 27440.3 | 658.566 | 8.074 | calibrated (EIA-923 burn / MISO MWh) | 1.0386 | 5317022 | 5119.2 | 5.1192 | 6.0173 | 4.7676
2023-08-18 | 29025.8 | 696.62 | 8.074 | calibrated (EIA-923 burn / MISO MWh) | 1.0386 | 5624258 | 5415 | 5.415 | 5.8234 | 5.0431
2023-08-19 | 27807.8 | 667.387 | 8.074 | calibrated (EIA-923 burn / MISO MWh) | 1.0386 | 5388235 | 5187.8 | 5.1878 | 5.6315 | 4.8315
2023-08-20 | 35222.8 | 845.347 | 8.074 | calibrated (EIA-923 burn / MISO MWh) | 1.0386 | 6825019 | 6571.1 | 6.5711 | 5.6675 | 6.1198
2023-08-21 | 40567.1 | 973.611 | 8.074 | calibrated (EIA-923 burn / MISO MWh) | 1.0386 | 7860579 | 7568.1 | 7.5681 | 5.8919 | 7.0483
2023-08-22 | 39784.7 | 954.832 | 8.074 | calibrated (EIA-923 burn / MISO MWh) | 1.0386 | 7708961 | 7422.1 | 7.4221 | 6.0738 | 6.9124
2023-08-23 | 41712.6 | 1001.101 | 8.074 | calibrated (EIA-923 burn / MISO MWh) | 1.0386 | 8082525 | 7781.8 | 7.7818 | 6.4379 | 7.2474
2023-08-24 | 44418.2 | 1066.038 | 8.074 | calibrated (EIA-923 burn / MISO MWh) | 1.0386 | 8606796 | 8286.6 | 8.2866 | 6.8904 | 7.7175
2023-08-25 | 41857.9 | 1004.589 | 8.074 | calibrated (EIA-923 burn / MISO MWh) | 1.0386 | 8110681 | 7808.9 | 7.8089 | 7.2323 | 7.2726
2023-08-26 | 34084.9 | 818.037 | 8.074 | calibrated (EIA-923 burn / MISO MWh) | 1.0386 | 6604527 | 6358.8 | 6.3588 | 7.3996 | 5.9221
2023-08-27 | 31726.3 | 761.432 | 8.074 | calibrated (EIA-923 burn / MISO MWh) | 1.0386 | 6147524 | 5918.8 | 5.9188 | 7.3064 | 5.5123
2023-08-28 | 33931.4 | 814.353 | 8.074 | calibrated (EIA-923 burn / MISO MWh) | 1.0386 | 6574791 | 6330.2 | 6.3302 | 7.1296 | 5.8954
2023-08-29 | 32970.5 | 791.292 | 8.074 | calibrated (EIA-923 burn / MISO MWh) | 1.0386 | 6388602 | 6150.9 | 6.1509 | 6.948 | 5.7285
2023-08-30 | 31166.1 | 747.986 | 8.074 | calibrated (EIA-923 burn / MISO MWh) | 1.0386 | 6038966 | 5814.3 | 5.8143 | 6.6669 | 5.415
2023-08-31 | 25659 | 615.816 | 8.074 | calibrated (EIA-923 burn / MISO MWh) | 1.0386 | 4971876 | 4786.9 | 4.7869 | 6.167 | 4.4581
2023-09-01 | 25899.3 | 621.582 | 8.081 | calibrated (EIA-923 burn / MISO MWh) | 1.039 | 5023231 | 4834.8 | 4.8348 | 5.7421 | 4.4999
2023-09-02 | 25378.7 | 609.089 | 8.081 | calibrated (EIA-923 burn / MISO MWh) | 1.039 | 4922273 | 4737.6 | 4.7376 | 5.5105 | 4.4094
2023-09-03 | 29210.3 | 701.046 | 8.081 | calibrated (EIA-923 burn / MISO MWh) | 1.039 | 5665410 | 5452.9 | 5.4529 | 5.4439 | 5.0751
2023-09-04 | 31135.2 | 747.245 | 8.081 | calibrated (EIA-923 burn / MISO MWh) | 1.039 | 6038761 | 5812.2 | 5.8122 | 5.3699 | 5.4096
2023-09-05 | 36558 | 877.392 | 8.081 | calibrated (EIA-923 burn / MISO MWh) | 1.039 | 7090520 | 6824.5 | 6.8245 | 5.4662 | 6.3518
2023-09-06 | 33671 | 808.105 | 8.081 | calibrated (EIA-923 burn / MISO MWh) | 1.039 | 6530587 | 6285.6 | 6.2856 | 5.5335 | 5.8502
2023-09-07 | 33590.3 | 806.168 | 8.081 | calibrated (EIA-923 burn / MISO MWh) | 1.039 | 6514935 | 6270.5 | 6.2705 | 5.7455 | 5.8362
2023-09-08 | 31263.8 | 750.331 | 8.081 | calibrated (EIA-923 burn / MISO MWh) | 1.039 | 6063696 | 5836.2 | 5.8362 | 5.8885 | 5.4319
2023-09-09 | 27305.1 | 655.322 | 8.081 | calibrated (EIA-923 burn / MISO MWh) | 1.039 | 5295894 | 5097.2 | 5.0972 | 5.9399 | 4.7441
2023-09-10 | 26718.8 | 641.251 | 8.081 | calibrated (EIA-923 burn / MISO MWh) | 1.039 | 5182182 | 4987.8 | 4.9878 | 5.8734 | 4.6423
2023-09-11 | 30309.4 | 727.425 | 8.081 | calibrated (EIA-923 burn / MISO MWh) | 1.039 | 5878584 | 5658.1 | 5.6581 | 5.8514 | 5.2661
2023-09-12 | 30653.1 | 735.673 | 8.081 | calibrated (EIA-923 burn / MISO MWh) | 1.039 | 5945244 | 5722.2 | 5.7222 | 5.6939 | 5.3258
2023-09-13 | 28367.8 | 680.827 | 8.081 | calibrated (EIA-923 burn / MISO MWh) | 1.039 | 5502012 | 5295.6 | 5.2956 | 5.5525 | 4.9288
2023-09-14 | 26341.8 | 632.204 | 8.081 | calibrated (EIA-923 burn / MISO MWh) | 1.039 | 5109073 | 4917.4 | 4.9174 | 5.3592 | 4.5768
2023-09-15 | 27082.1 | 649.97 | 8.081 | calibrated (EIA-923 burn / MISO MWh) | 1.039 | 5252641 | 5055.6 | 5.0556 | 5.2477 | 4.7054
2023-09-16 | 26461.2 | 635.07 | 8.081 | calibrated (EIA-923 burn / MISO MWh) | 1.039 | 5132231 | 4939.7 | 4.9397 | 5.2252 | 4.5975
2023-09-17 | 25421 | 610.104 | 8.081 | calibrated (EIA-923 burn / MISO MWh) | 1.039 | 4930469 | 4745.5 | 4.7455 | 5.1906 | 4.4168
2023-09-18 | 24308.8 | 583.411 | 8.081 | calibrated (EIA-923 burn / MISO MWh) | 1.039 | 4714757 | 4537.9 | 4.5379 | 5.0306 | 4.2235
2023-09-19 | 24879.1 | 597.099 | 8.081 | calibrated (EIA-923 burn / MISO MWh) | 1.039 | 4825373 | 4644.4 | 4.6444 | 4.8766 | 4.3226
2023-09-20 | 26524.4 | 636.586 | 8.081 | calibrated (EIA-923 burn / MISO MWh) | 1.039 | 5144483 | 4951.5 | 4.9515 | 4.8274 | 4.6085
2023-09-21 | 29210.9 | 701.061 | 8.081 | calibrated (EIA-923 burn / MISO MWh) | 1.039 | 5665531 | 5453 | 5.453 | 4.9039 | 5.0753
2023-09-22 | 28662.9 | 687.91 | 8.081 | calibrated (EIA-923 burn / MISO MWh) | 1.039 | 5559250 | 5350.7 | 5.3507 | 4.9461 | 4.98
2023-09-23 | 24681.2 | 592.35 | 8.081 | calibrated (EIA-923 burn / MISO MWh) | 1.039 | 4786994 | 4607.4 | 4.6074 | 4.8986 | 4.2882
2023-09-24 | 24249 | 581.976 | 8.081 | calibrated (EIA-923 burn / MISO MWh) | 1.039 | 4703159 | 4526.7 | 4.5267 | 4.8674 | 4.2131
2023-09-25 | 29633 | 711.193 | 8.081 | calibrated (EIA-923 burn / MISO MWh) | 1.039 | 5747410 | 5531.8 | 5.5318 | 5.0094 | 5.1486
2023-09-26 | 31379 | 753.096 | 8.081 | calibrated (EIA-923 burn / MISO MWh) | 1.039 | 6086045 | 5857.7 | 5.8577 | 5.1827 | 5.452
2023-09-27 | 30612.4 | 734.697 | 8.081 | calibrated (EIA-923 burn / MISO MWh) | 1.039 | 5937357 | 5714.6 | 5.7146 | 5.2917 | 5.3188
2023-09-28 | 27188.7 | 652.53 | 8.081 | calibrated (EIA-923 burn / MISO MWh) | 1.039 | 5273329 | 5075.5 | 5.0755 | 5.2378 | 4.7239
2023-09-29 | 27284.7 | 654.833 | 8.081 | calibrated (EIA-923 burn / MISO MWh) | 1.039 | 5291946 | 5093.4 | 5.0934 | 5.201 | 4.7406
2023-09-30 | 25581.6 | 613.957 | 8.081 | calibrated (EIA-923 burn / MISO MWh) | 1.039 | 4961613 | 4775.5 | 4.7755 | 5.225 | 4.4447
2023-10-01 | 24405.6 | 585.735 | 7.775 | calibrated (EIA-923 burn / MISO MWh) | 1.0395 | 4554337 | 4381.3 | 4.3813 | 5.2043 | 4.2404
2023-10-02 | 29714.5 | 713.148 | 7.775 | calibrated (EIA-923 burn / MISO MWh) | 1.0395 | 5545027 | 5334.4 | 5.3344 | 5.1761 | 5.1628
2023-10-03 | 27946.8 | 670.722 | 7.775 | calibrated (EIA-923 burn / MISO MWh) | 1.0395 | 5215145 | 5017 | 5.017 | 5.056 | 4.8556
2023-10-04 | 28407.2 | 681.772 | 7.775 | calibrated (EIA-923 burn / MISO MWh) | 1.0395 | 5301061 | 5099.7 | 5.0997 | 4.9681 | 4.9356
2023-10-05 | 23972.1 | 575.331 | 7.775 | calibrated (EIA-923 burn / MISO MWh) | 1.0395 | 4473438 | 4303.5 | 4.3035 | 4.8578 | 4.165
2023-10-06 | 19988.7 | 479.728 | 7.775 | calibrated (EIA-923 burn / MISO MWh) | 1.0395 | 3730090 | 3588.4 | 3.5884 | 4.6428 | 3.4729
2023-10-07 | 18384.8 | 441.236 | 7.775 | calibrated (EIA-923 burn / MISO MWh) | 1.0395 | 3430796 | 3300.5 | 3.3005 | 4.4321 | 3.1943
2023-10-08 | 19089.2 | 458.141 | 7.775 | calibrated (EIA-923 burn / MISO MWh) | 1.0395 | 3562240 | 3426.9 | 3.4269 | 4.2958 | 3.3167
2023-10-09 | 24770.5 | 594.492 | 7.775 | calibrated (EIA-923 burn / MISO MWh) | 1.0395 | 4622426 | 4446.8 | 4.4468 | 4.169 | 4.3038
2023-10-10 | 26833.6 | 644.007 | 7.775 | calibrated (EIA-923 burn / MISO MWh) | 1.0395 | 5007421 | 4817.2 | 4.8172 | 4.1404 | 4.6622
2023-10-11 | 23718.4 | 569.242 | 7.775 | calibrated (EIA-923 burn / MISO MWh) | 1.0395 | 4426096 | 4258 | 4.258 | 4.0202 | 4.121
2023-10-12 | 21520.1 | 516.483 | 7.775 | calibrated (EIA-923 burn / MISO MWh) | 1.0395 | 4015868 | 3863.3 | 3.8633 | 3.9573 | 3.739
2023-10-13 | 21070.8 | 505.698 | 7.775 | calibrated (EIA-923 burn / MISO MWh) | 1.0395 | 3932014 | 3782.6 | 3.7826 | 3.985 | 3.6609
2023-10-14 | 20170 | 484.08 | 7.775 | calibrated (EIA-923 burn / MISO MWh) | 1.0395 | 3763922 | 3620.9 | 3.6209 | 4.0308 | 3.5044
2023-10-15 | 20521.7 | 492.52 | 7.775 | calibrated (EIA-923 burn / MISO MWh) | 1.0395 | 3829548 | 3684.1 | 3.6841 | 4.0676 | 3.5655
2023-10-16 | 26471.5 | 635.316 | 7.775 | calibrated (EIA-923 burn / MISO MWh) | 1.0395 | 4939848 | 4752.2 | 4.7522 | 4.1112 | 4.5993
2023-10-17 | 27234.9 | 653.637 | 7.775 | calibrated (EIA-923 burn / MISO MWh) | 1.0395 | 5082305 | 4889.2 | 4.8892 | 4.1215 | 4.7319
2023-10-18 | 22561.9 | 541.485 | 7.775 | calibrated (EIA-923 burn / MISO MWh) | 1.0395 | 4210274 | 4050.3 | 4.0503 | 4.0918 | 3.92
2023-10-19 | 25158.4 | 603.801 | 7.775 | calibrated (EIA-923 burn / MISO MWh) | 1.0395 | 4694807 | 4516.5 | 4.5165 | 4.1851 | 4.3711
2023-10-20 | 26051.9 | 625.246 | 7.775 | calibrated (EIA-923 burn / MISO MWh) | 1.0395 | 4861553 | 4676.9 | 4.6769 | 4.3129 | 4.5264
2023-10-21 | 22673.1 | 544.154 | 7.775 | calibrated (EIA-923 burn / MISO MWh) | 1.0395 | 4231025 | 4070.3 | 4.0703 | 4.3771 | 3.9393
2023-10-22 | 26521.8 | 636.522 | 7.775 | calibrated (EIA-923 burn / MISO MWh) | 1.0395 | 4949227 | 4761.2 | 4.7612 | 4.5309 | 4.608
2023-10-23 | 27517.8 | 660.427 | 7.775 | calibrated (EIA-923 burn / MISO MWh) | 1.0395 | 5135099 | 4940 | 4.94 | 4.5578 | 4.7811
2023-10-24 | 27582.2 | 661.974 | 7.775 | calibrated (EIA-923 burn / MISO MWh) | 1.0395 | 5147123 | 4951.6 | 4.9516 | 4.5667 | 4.7923
2023-10-25 | 30628.7 | 735.09 | 7.775 | calibrated (EIA-923 burn / MISO MWh) | 1.0395 | 5715630 | 5498.5 | 5.4985 | 4.7736 | 5.3216
2023-10-26 | 29398.9 | 705.573 | 7.775 | calibrated (EIA-923 burn / MISO MWh) | 1.0395 | 5486123 | 5277.7 | 5.2777 | 4.8823 | 5.1079
2023-10-27 | 25487.2 | 611.694 | 7.775 | calibrated (EIA-923 burn / MISO MWh) | 1.0395 | 4756174 | 4575.5 | 4.5755 | 4.8678 | 4.4283
2023-10-28 | 27593.2 | 662.236 | 7.775 | calibrated (EIA-923 burn / MISO MWh) | 1.0395 | 5149160 | 4953.6 | 4.9536 | 4.994 | 4.7942
2023-10-29 | 25658.3 | 615.799 | 7.775 | calibrated (EIA-923 burn / MISO MWh) | 1.0395 | 4788094 | 4606.2 | 4.6062 | 4.9719 | 4.458
2023-10-30 | 26657.6 | 639.783 | 7.775 | calibrated (EIA-923 burn / MISO MWh) | 1.0395 | 4974584 | 4785.6 | 4.7856 | 4.9498 | 4.6316
2023-10-31 | 26305.8 | 631.34 | 7.775 | calibrated (EIA-923 burn / MISO MWh) | 1.0395 | 4908934 | 4722.5 | 4.7225 | 4.9171 | 4.5705
2023-11-01 | 28397.1 | 681.53 | 7.814 | calibrated (EIA-923 burn / MISO MWh) | 1.0368 | 5325159 | 5136 | 5.136 | 4.8653 | 4.9339
2023-11-02 | 29073.1 | 697.754 | 7.814 | calibrated (EIA-923 burn / MISO MWh) | 1.0368 | 5451928 | 5258.2 | 5.2582 | 4.8625 | 5.0513
2023-11-03 | 24723.6 | 593.366 | 7.814 | calibrated (EIA-923 burn / MISO MWh) | 1.0368 | 4636285 | 4471.6 | 4.4716 | 4.8477 | 4.2956
2023-11-04 | 25658.2 | 615.797 | 7.814 | calibrated (EIA-923 burn / MISO MWh) | 1.0368 | 4811554 | 4640.6 | 4.6406 | 4.8029 | 4.458
2023-11-05 | 20309.1 | 487.419 | 7.814 | calibrated (EIA-923 burn / MISO MWh) | 1.0368 | 3808463 | 3673.1 | 3.6731 | 4.6697 | 3.5286
2023-11-06 | 21871.7 | 524.92 | 7.814 | calibrated (EIA-923 burn / MISO MWh) | 1.0368 | 4101483 | 3955.8 | 3.9558 | 4.5511 | 3.8001
2023-11-07 | 25738.4 | 617.722 | 7.814 | calibrated (EIA-923 burn / MISO MWh) | 1.0368 | 4826598 | 4655.1 | 4.6551 | 4.5415 | 4.4719
2023-11-08 | 26062 | 625.487 | 7.814 | calibrated (EIA-923 burn / MISO MWh) | 1.0368 | 4887265 | 4713.6 | 4.7136 | 4.4811 | 4.5281
2023-11-09 | 22329.5 | 535.907 | 7.814 | calibrated (EIA-923 burn / MISO MWh) | 1.0368 | 4187331 | 4038.6 | 4.0386 | 4.3069 | 3.8796
2023-11-10 | 26983.6 | 647.606 | 7.814 | calibrated (EIA-923 burn / MISO MWh) | 1.0368 | 5060094 | 4880.3 | 4.8803 | 4.3653 | 4.6883
2023-11-11 | 23761.6 | 570.278 | 7.814 | calibrated (EIA-923 burn / MISO MWh) | 1.0368 | 4455891 | 4297.6 | 4.2976 | 4.3163 | 4.1285
2023-11-12 | 19244.2 | 461.861 | 7.814 | calibrated (EIA-923 burn / MISO MWh) | 1.0368 | 3608767 | 3480.5 | 3.4805 | 4.2888 | 3.3436
2023-11-13 | 24898.2 | 597.556 | 7.814 | calibrated (EIA-923 burn / MISO MWh) | 1.0368 | 4669031 | 4503.1 | 4.5031 | 4.367 | 4.3259
2023-11-14 | 22728.2 | 545.476 | 7.814 | calibrated (EIA-923 burn / MISO MWh) | 1.0368 | 4262099 | 4110.7 | 4.1107 | 4.2892 | 3.9489
2023-11-15 | 23790.3 | 570.968 | 7.814 | calibrated (EIA-923 burn / MISO MWh) | 1.0368 | 4461280 | 4302.8 | 4.3028 | 4.2305 | 4.1335
2023-11-16 | 19039.3 | 456.944 | 7.814 | calibrated (EIA-923 burn / MISO MWh) | 1.0368 | 3570347 | 3443.5 | 3.4435 | 4.1455 | 3.308
2023-11-17 | 22420.2 | 538.085 | 7.814 | calibrated (EIA-923 burn / MISO MWh) | 1.0368 | 4204348 | 4055 | 4.055 | 4.0276 | 3.8954
2023-11-18 | 24463.3 | 587.12 | 7.814 | calibrated (EIA-923 burn / MISO MWh) | 1.0368 | 4587486 | 4424.5 | 4.4245 | 4.0457 | 4.2504
2023-11-19 | 22534.1 | 540.819 | 7.814 | calibrated (EIA-923 burn / MISO MWh) | 1.0368 | 4225712 | 4075.6 | 4.0756 | 4.1307 | 3.9152
2023-11-20 | 24937 | 598.488 | 7.814 | calibrated (EIA-923 burn / MISO MWh) | 1.0368 | 4676310 | 4510.2 | 4.5102 | 4.1317 | 4.3327
2023-11-21 | 22434 | 538.415 | 7.814 | calibrated (EIA-923 burn / MISO MWh) | 1.0368 | 4206929 | 4057.5 | 4.0575 | 4.1241 | 3.8978
2023-11-22 | 23566.1 | 565.585 | 7.814 | calibrated (EIA-923 burn / MISO MWh) | 1.0368 | 4419223 | 4262.2 | 4.2622 | 4.1183 | 4.0945
2023-11-23 | 17857.6 | 428.583 | 7.814 | calibrated (EIA-923 burn / MISO MWh) | 1.0368 | 3348748 | 3229.8 | 3.2298 | 4.0878 | 3.1027
2023-11-24 | 23363.5 | 560.724 | 7.814 | calibrated (EIA-923 burn / MISO MWh) | 1.0368 | 4381236 | 4225.6 | 4.2256 | 4.1122 | 4.0593
2023-11-25 | 26636.9 | 639.285 | 7.814 | calibrated (EIA-923 burn / MISO MWh) | 1.0368 | 4995075 | 4817.6 | 4.8176 | 4.1683 | 4.628
2023-11-26 | 22090.5 | 530.172 | 7.814 | calibrated (EIA-923 burn / MISO MWh) | 1.0368 | 4142522 | 3995.3 | 3.9953 | 4.1569 | 3.8381
2023-11-27 | 25917 | 622.008 | 7.814 | calibrated (EIA-923 burn / MISO MWh) | 1.0368 | 4860081 | 4687.4 | 4.6874 | 4.1822 | 4.503
2023-11-28 | 31495.5 | 755.891 | 7.814 | calibrated (EIA-923 burn / MISO MWh) | 1.0368 | 5906185 | 5696.3 | 5.6963 | 4.4163 | 5.4722
2023-11-29 | 29797.8 | 715.148 | 7.814 | calibrated (EIA-923 burn / MISO MWh) | 1.0368 | 5587839 | 5389.3 | 5.3893 | 4.5773 | 5.1772
2023-11-30 | 26129.7 | 627.114 | 7.814 | calibrated (EIA-923 burn / MISO MWh) | 1.0368 | 4899978 | 4725.9 | 4.7259 | 4.7911 | 4.5399
2023-12-01 | 27515 | 660.36 | 7.445 | calibrated (EIA-923 burn / MISO MWh) | 1.0393 | 4916618 | 4730.5 | 4.7305 | 4.8632 | 4.7806
2023-12-02 | 25919.2 | 622.061 | 7.445 | calibrated (EIA-923 burn / MISO MWh) | 1.0393 | 4631466 | 4456.2 | 4.4562 | 4.8116 | 4.5033
2023-12-03 | 27228.2 | 653.477 | 7.445 | calibrated (EIA-923 burn / MISO MWh) | 1.0393 | 4865373 | 4681.2 | 4.6812 | 4.9095 | 4.7308
2023-12-04 | 29619 | 710.855 | 7.445 | calibrated (EIA-923 burn / MISO MWh) | 1.0393 | 5292572 | 5092.2 | 5.0922 | 4.9674 | 5.1462
2023-12-05 | 30072.7 | 721.746 | 7.445 | calibrated (EIA-923 burn / MISO MWh) | 1.0393 | 5373659 | 5170.3 | 5.1703 | 4.8922 | 5.225
2023-12-06 | 27436.4 | 658.474 | 7.445 | calibrated (EIA-923 burn / MISO MWh) | 1.0393 | 4902575 | 4717 | 4.717 | 4.7962 | 4.7669
2023-12-07 | 26445.6 | 634.694 | 7.445 | calibrated (EIA-923 burn / MISO MWh) | 1.0393 | 4725528 | 4546.7 | 4.5467 | 4.7706 | 4.5948
2023-12-08 | 21931.6 | 526.358 | 7.445 | calibrated (EIA-923 burn / MISO MWh) | 1.0393 | 3918924 | 3770.6 | 3.7706 | 4.6335 | 3.8105
2023-12-09 | 16384.3 | 393.224 | 7.445 | calibrated (EIA-923 burn / MISO MWh) | 1.0393 | 2927697 | 2816.9 | 2.8169 | 4.3993 | 2.8467
2023-12-10 | 26025.4 | 624.61 | 7.445 | calibrated (EIA-923 burn / MISO MWh) | 1.0393 | 4650449 | 4474.4 | 4.4744 | 4.3697 | 4.5218
2023-12-11 | 32227.8 | 773.467 | 7.445 | calibrated (EIA-923 burn / MISO MWh) | 1.0393 | 5758741 | 5540.8 | 5.5408 | 4.4338 | 5.5994
2023-12-12 | 31022.5 | 744.54 | 7.445 | calibrated (EIA-923 burn / MISO MWh) | 1.0393 | 5543367 | 5333.6 | 5.3336 | 4.4571 | 5.39
2023-12-13 | 32895.6 | 789.494 | 7.445 | calibrated (EIA-923 burn / MISO MWh) | 1.0393 | 5878068 | 5655.6 | 5.6556 | 4.5912 | 5.7154
2023-12-14 | 28194.6 | 676.671 | 7.445 | calibrated (EIA-923 burn / MISO MWh) | 1.0393 | 5038057 | 4847.4 | 4.8474 | 4.6342 | 4.8987
2023-12-15 | 28981.1 | 695.546 | 7.445 | calibrated (EIA-923 burn / MISO MWh) | 1.0393 | 5178588 | 4982.6 | 4.9826 | 4.8073 | 5.0353
2023-12-16 | 27645.7 | 663.497 | 7.445 | calibrated (EIA-923 burn / MISO MWh) | 1.0393 | 4939975 | 4753 | 4.753 | 5.0839 | 4.8033
2023-12-17 | 24438.2 | 586.516 | 7.445 | calibrated (EIA-923 burn / MISO MWh) | 1.0393 | 4366823 | 4201.5 | 4.2015 | 5.0449 | 4.246
2023-12-18 | 26975 | 647.401 | 7.445 | calibrated (EIA-923 burn / MISO MWh) | 1.0393 | 4820136 | 4637.7 | 4.6377 | 4.9159 | 4.6868
2023-12-19 | 29856.7 | 716.56 | 7.445 | calibrated (EIA-923 burn / MISO MWh) | 1.0393 | 5335052 | 5133.1 | 5.1331 | 4.8873 | 5.1875
2023-12-20 | 33178 | 796.271 | 7.445 | calibrated (EIA-923 burn / MISO MWh) | 1.0393 | 5928524 | 5704.1 | 5.7041 | 4.8942 | 5.7645
2023-12-21 | 31849.4 | 764.385 | 7.445 | calibrated (EIA-923 burn / MISO MWh) | 1.0393 | 5691124 | 5475.7 | 5.4757 | 4.984 | 5.5337
2023-12-22 | 32517.5 | 780.421 | 7.445 | calibrated (EIA-923 burn / MISO MWh) | 1.0393 | 5810517 | 5590.6 | 5.5906 | 5.0708 | 5.6498
2023-12-23 | 26017.9 | 624.43 | 7.445 | calibrated (EIA-923 burn / MISO MWh) | 1.0393 | 4649105 | 4473.1 | 4.4731 | 5.0308 | 4.5205
2023-12-24 | 18721.1 | 449.306 | 7.445 | calibrated (EIA-923 burn / MISO MWh) | 1.0393 | 3345246 | 3218.6 | 3.2186 | 4.8904 | 3.2527
2023-12-25 | 17072 | 409.729 | 7.445 | calibrated (EIA-923 burn / MISO MWh) | 1.0393 | 3050579 | 2935.1 | 2.9351 | 4.6472 | 2.9662
2023-12-26 | 27215.4 | 653.17 | 7.445 | calibrated (EIA-923 burn / MISO MWh) | 1.0393 | 4863088 | 4679 | 4.679 | 4.5823 | 4.7285
2023-12-27 | 30441.4 | 730.594 | 7.445 | calibrated (EIA-923 burn / MISO MWh) | 1.0393 | 5439536 | 5233.7 | 5.2337 | 4.5151 | 5.289
2023-12-28 | 28260.9 | 678.262 | 7.445 | calibrated (EIA-923 burn / MISO MWh) | 1.0393 | 5049908 | 4858.8 | 4.8588 | 4.427 | 4.9102
2023-12-29 | 28477 | 683.447 | 7.445 | calibrated (EIA-923 burn / MISO MWh) | 1.0393 | 5088512 | 4895.9 | 4.8959 | 4.3277 | 4.9477
2023-12-30 | 25689.7 | 616.554 | 7.445 | calibrated (EIA-923 burn / MISO MWh) | 1.0393 | 4590465 | 4416.7 | 4.4167 | 4.3197 | 4.4635
2023-12-31 | 26455.9 | 634.941 | 7.445 | calibrated (EIA-923 burn / MISO MWh) | 1.0393 | 4727367 | 4548.4 | 4.5484 | 4.5097 | 4.5966
2024-01-01 | 27637.9 | 663.309 | 7.442 | calibrated (EIA-923 burn / MISO MWh) | 1.0392 | 4936125 | 4749.7 | 4.7497 | 4.7689 | 4.8019
2024-01-02 | 30069.7 | 721.674 | 7.442 | calibrated (EIA-923 burn / MISO MWh) | 1.0392 | 5370457 | 5167.6 | 5.1676 | 4.8387 | 5.2245
2024-01-03 | 35378.6 | 849.087 | 7.442 | calibrated (EIA-923 burn / MISO MWh) | 1.0392 | 6318621 | 6080 | 6.08 | 4.9596 | 6.1469
2024-01-04 | 36950.9 | 886.822 | 7.442 | calibrated (EIA-923 burn / MISO MWh) | 1.0392 | 6599436 | 6350.2 | 6.3502 | 5.1727 | 6.42
2024-01-05 | 35682.6 | 856.383 | 7.442 | calibrated (EIA-923 burn / MISO MWh) | 1.0392 | 6372916 | 6132.2 | 6.1322 | 5.3493 | 6.1997
2024-01-06 | 32272 | 774.527 | 7.442 | calibrated (EIA-923 burn / MISO MWh) | 1.0392 | 5763773 | 5546.1 | 5.5461 | 5.5106 | 5.6071
2024-01-07 | 30562.7 | 733.504 | 7.442 | calibrated (EIA-923 burn / MISO MWh) | 1.0392 | 5458494 | 5252.4 | 5.2524 | 5.6112 | 5.3101
2024-01-08 | 28794.4 | 691.066 | 7.442 | calibrated (EIA-923 burn / MISO MWh) | 1.0392 | 5142682 | 4948.5 | 4.9485 | 5.6396 | 5.0029
2024-01-09 | 25631.6 | 615.159 | 7.442 | calibrated (EIA-923 burn / MISO MWh) | 1.0392 | 4577811 | 4404.9 | 4.4049 | 5.5306 | 4.4534
2024-01-10 | 29203.5 | 700.884 | 7.442 | calibrated (EIA-923 burn / MISO MWh) | 1.0392 | 5215744 | 5018.8 | 5.0188 | 5.379 | 5.074
2024-01-11 | 25990.6 | 623.775 | 7.442 | calibrated (EIA-923 burn / MISO MWh) | 1.0392 | 4641925 | 4466.6 | 4.4666 | 5.1099 | 4.5157
2024-01-12 | 20823.6 | 499.766 | 7.442 | calibrated (EIA-923 burn / MISO MWh) | 1.0392 | 3719094 | 3578.6 | 3.5786 | 4.7451 | 3.618
2024-01-13 | 19030.5 | 456.732 | 7.442 | calibrated (EIA-923 burn / MISO MWh) | 1.0392 | 3398844 | 3270.5 | 3.2705 | 4.42 | 3.3065
2024-01-14 | 25248.9 | 605.975 | 7.442 | calibrated (EIA-923 burn / MISO MWh) | 1.0392 | 4509462 | 4339.2 | 4.3392 | 4.2896 | 4.3869
2024-01-15 | 30789.4 | 738.945 | 7.442 | calibrated (EIA-923 burn / MISO MWh) | 1.0392 | 5498985 | 5291.3 | 5.2913 | 4.3386 | 5.3495
2024-01-16 | 32385.5 | 777.251 | 7.442 | calibrated (EIA-923 burn / MISO MWh) | 1.0392 | 5784044 | 5565.6 | 5.5656 | 4.5044 | 5.6268
2024-01-17 | 36732.5 | 881.579 | 7.442 | calibrated (EIA-923 burn / MISO MWh) | 1.0392 | 6560416 | 6312.7 | 6.3127 | 4.6892 | 6.3821
2024-01-18 | 33842.1 | 812.209 | 7.442 | calibrated (EIA-923 burn / MISO MWh) | 1.0392 | 6044191 | 5815.9 | 5.8159 | 4.882 | 5.8799
2024-01-19 | 30701 | 736.825 | 7.442 | calibrated (EIA-923 burn / MISO MWh) | 1.0392 | 5483203 | 5276.1 | 5.2761 | 5.1245 | 5.3342
2024-01-20 | 38421.7 | 922.12 | 7.442 | calibrated (EIA-923 burn / MISO MWh) | 1.0392 | 6862111 | 6603 | 6.603 | 5.6005 | 6.6756
2024-01-21 | 32953.3 | 790.879 | 7.442 | calibrated (EIA-923 burn / MISO MWh) | 1.0392 | 5885458 | 5663.2 | 5.6632 | 5.7897 | 5.7255
2024-01-22 | 30716.3 | 737.191 | 7.442 | calibrated (EIA-923 burn / MISO MWh) | 1.0392 | 5485928 | 5278.8 | 5.2788 | 5.7879 | 5.3368
2024-01-23 | 32116.5 | 770.796 | 7.442 | calibrated (EIA-923 burn / MISO MWh) | 1.0392 | 5736009 | 5519.4 | 5.5194 | 5.7813 | 5.5801
2024-01-24 | 29213.9 | 701.133 | 7.442 | calibrated (EIA-923 burn / MISO MWh) | 1.0392 | 5217596 | 5020.6 | 5.0206 | 5.5967 | 5.0758
2024-01-25 | 28815.5 | 691.572 | 7.442 | calibrated (EIA-923 burn / MISO MWh) | 1.0392 | 5146450 | 4952.1 | 4.9521 | 5.4733 | 5.0066
2024-01-26 | 27858.7 | 668.608 | 7.442 | calibrated (EIA-923 burn / MISO MWh) | 1.0392 | 4975557 | 4787.7 | 4.7877 | 5.4035 | 4.8403
2024-01-27 | 26265.8 | 630.379 | 7.442 | calibrated (EIA-923 burn / MISO MWh) | 1.0392 | 4691072 | 4513.9 | 4.5139 | 5.1051 | 4.5636
2024-01-28 | 25581.7 | 613.96 | 7.442 | calibrated (EIA-923 burn / MISO MWh) | 1.0392 | 4568889 | 4396.3 | 4.3963 | 4.9241 | 4.4447
2024-01-29 | 27384.9 | 657.237 | 7.442 | calibrated (EIA-923 burn / MISO MWh) | 1.0392 | 4890939 | 4706.2 | 4.7062 | 4.8423 | 4.758
2024-01-30 | 26993.9 | 647.853 | 7.442 | calibrated (EIA-923 burn / MISO MWh) | 1.0392 | 4821109 | 4639 | 4.639 | 4.7166 | 4.6901
2024-01-31 | 27298.4 | 655.162 | 7.442 | calibrated (EIA-923 burn / MISO MWh) | 1.0392 | 4875500 | 4691.4 | 4.6914 | 4.6695 | 4.743
2024-02-01 | 26914.2 | 645.941 | 7.503 | calibrated (EIA-923 burn / MISO MWh) | 1.0397 | 4846185 | 4661 | 4.661 | 4.6279 | 4.6762
2024-02-02 | 22265.5 | 534.371 | 7.503 | calibrated (EIA-923 burn / MISO MWh) | 1.0397 | 4009132 | 3855.9 | 3.8559 | 4.4948 | 3.8685
2024-02-03 | 21777.2 | 522.653 | 7.503 | calibrated (EIA-923 burn / MISO MWh) | 1.0397 | 3921214 | 3771.4 | 3.7714 | 4.3888 | 3.7837
2024-02-04 | 25350.6 | 608.415 | 7.503 | calibrated (EIA-923 burn / MISO MWh) | 1.0397 | 4564651 | 4390.2 | 4.3902 | 4.3879 | 4.4046
2024-02-05 | 30099.5 | 722.389 | 7.503 | calibrated (EIA-923 burn / MISO MWh) | 1.0397 | 5419741 | 5212.6 | 5.2126 | 4.4602 | 5.2297
2024-02-06 | 28481.5 | 683.557 | 7.503 | calibrated (EIA-923 burn / MISO MWh) | 1.0397 | 5128400 | 4932.4 | 4.9324 | 4.5021 | 4.9485
2024-02-07 | 23291.4 | 558.994 | 7.503 | calibrated (EIA-923 burn / MISO MWh) | 1.0397 | 4193870 | 4033.6 | 4.0336 | 4.4082 | 4.0468
2024-02-08 | 18385.5 | 441.253 | 7.503 | calibrated (EIA-923 burn / MISO MWh) | 1.0397 | 3310508 | 3184 | 3.184 | 4.1972 | 3.1944
2024-02-09 | 18232.7 | 437.584 | 7.503 | calibrated (EIA-923 burn / MISO MWh) | 1.0397 | 3282987 | 3157.5 | 3.1575 | 4.0974 | 3.1678
2024-02-10 | 21666.7 | 520 | 7.503 | calibrated (EIA-923 burn / MISO MWh) | 1.0397 | 3901315 | 3752.2 | 3.7522 | 4.0946 | 3.7645
2024-02-11 | 24813.9 | 595.535 | 7.503 | calibrated (EIA-923 burn / MISO MWh) | 1.0397 | 4468013 | 4297.3 | 4.2973 | 4.0814 | 4.3113
2024-02-12 | 29495.5 | 707.891 | 7.503 | calibrated (EIA-923 burn / MISO MWh) | 1.0397 | 5310968 | 5108 | 5.108 | 4.0664 | 5.1247
2024-02-13 | 31217.1 | 749.211 | 7.503 | calibrated (EIA-923 burn / MISO MWh) | 1.0397 | 5620973 | 5406.2 | 5.4062 | 4.1341 | 5.4238
2024-02-14 | 29008.1 | 696.194 | 7.503 | calibrated (EIA-923 burn / MISO MWh) | 1.0397 | 5223214 | 5023.6 | 5.0236 | 4.2755 | 5.04
2024-02-15 | 25804.3 | 619.303 | 7.503 | calibrated (EIA-923 burn / MISO MWh) | 1.0397 | 4646338 | 4468.8 | 4.4688 | 4.4591 | 4.4834
2024-02-16 | 27601.8 | 662.442 | 7.503 | calibrated (EIA-923 burn / MISO MWh) | 1.0397 | 4969987 | 4780 | 4.78 | 4.6909 | 4.7957
2024-02-17 | 25075.1 | 601.803 | 7.503 | calibrated (EIA-923 burn / MISO MWh) | 1.0397 | 4515045 | 4342.5 | 4.3425 | 4.7752 | 4.3567
2024-02-18 | 28081.7 | 673.961 | 7.503 | calibrated (EIA-923 burn / MISO MWh) | 1.0397 | 5056405 | 4863.2 | 4.8632 | 4.856 | 4.8791
2024-02-19 | 31410.4 | 753.85 | 7.503 | calibrated (EIA-923 burn / MISO MWh) | 1.0397 | 5655776 | 5439.6 | 5.4396 | 4.9034 | 5.4574
2024-02-20 | 29754 | 714.096 | 7.503 | calibrated (EIA-923 burn / MISO MWh) | 1.0397 | 5357521 | 5152.8 | 5.1528 | 4.8672 | 5.1696
2024-02-21 | 27856.5 | 668.555 | 7.503 | calibrated (EIA-923 burn / MISO MWh) | 1.0397 | 5015851 | 4824.2 | 4.8242 | 4.8387 | 4.8399
2024-02-22 | 24791.6 | 594.999 | 7.503 | calibrated (EIA-923 burn / MISO MWh) | 1.0397 | 4463991 | 4293.4 | 4.2934 | 4.8137 | 4.3074
2024-02-23 | 21674.8 | 520.195 | 7.503 | calibrated (EIA-923 burn / MISO MWh) | 1.0397 | 3902775 | 3753.6 | 3.7536 | 4.667 | 3.7659
2024-02-24 | 23506.4 | 564.153 | 7.503 | calibrated (EIA-923 burn / MISO MWh) | 1.0397 | 4232569 | 4070.8 | 4.0708 | 4.6282 | 4.0841
2024-02-25 | 24239.3 | 581.743 | 7.503 | calibrated (EIA-923 burn / MISO MWh) | 1.0397 | 4364539 | 4197.7 | 4.1977 | 4.5332 | 4.2115
2024-02-26 | 23287 | 558.887 | 7.503 | calibrated (EIA-923 burn / MISO MWh) | 1.0397 | 4193063 | 4032.8 | 4.0328 | 4.3322 | 4.046
2024-02-27 | 21140.9 | 507.382 | 7.503 | calibrated (EIA-923 burn / MISO MWh) | 1.0397 | 3806649 | 3661.2 | 3.6612 | 4.1191 | 3.6731
2024-02-28 | 24686.1 | 592.466 | 7.503 | calibrated (EIA-923 burn / MISO MWh) | 1.0397 | 4444991 | 4275.1 | 4.2751 | 4.0407 | 4.2891
2024-02-29 | 26782.9 | 642.79 | 7.503 | calibrated (EIA-923 burn / MISO MWh) | 1.0397 | 4822550 | 4638.2 | 4.6382 | 4.0899 | 4.6534
2024-03-01 | 24914.5 | 597.948 | 7.843 | calibrated (EIA-923 burn / MISO MWh) | 1.0385 | 4689557 | 4515.7 | 4.5157 | 4.1988 | 4.3288
2024-03-02 | 22367 | 536.808 | 7.843 | calibrated (EIA-923 burn / MISO MWh) | 1.0385 | 4210053 | 4053.9 | 4.0539 | 4.1964 | 3.8862
2024-03-03 | 17083.8 | 410.012 | 7.843 | calibrated (EIA-923 burn / MISO MWh) | 1.0385 | 3215624 | 3096.4 | 3.0964 | 4.039 | 2.9682
2024-03-04 | 23462 | 563.088 | 7.843 | calibrated (EIA-923 burn / MISO MWh) | 1.0385 | 4416155 | 4252.4 | 4.2524 | 4.0704 | 4.0764
2024-03-05 | 27353.4 | 656.482 | 7.843 | calibrated (EIA-923 burn / MISO MWh) | 1.0385 | 5148625 | 4957.7 | 4.9577 | 4.2556 | 4.7525
2024-03-06 | 26380.3 | 633.128 | 7.843 | calibrated (EIA-923 burn / MISO MWh) | 1.0385 | 4965463 | 4781.3 | 4.7813 | 4.328 | 4.5835
2024-03-07 | 27914.3 | 669.943 | 7.843 | calibrated (EIA-923 burn / MISO MWh) | 1.0385 | 5254191 | 5059.4 | 5.0594 | 4.3881 | 4.85
2024-03-08 | 25014.1 | 600.339 | 7.843 | calibrated (EIA-923 burn / MISO MWh) | 1.0385 | 4708309 | 4533.7 | 4.5337 | 4.3907 | 4.3461
2024-03-09 | 23054 | 553.296 | 7.843 | calibrated (EIA-923 burn / MISO MWh) | 1.0385 | 4339359 | 4178.5 | 4.1785 | 4.4085 | 4.0055
2024-03-10 | 24249.5 | 581.987 | 7.843 | calibrated (EIA-923 burn / MISO MWh) | 1.0385 | 4564379 | 4395.1 | 4.3951 | 4.594 | 4.2132
2024-03-11 | 23483.6 | 563.605 | 7.843 | calibrated (EIA-923 burn / MISO MWh) | 1.0385 | 4420214 | 4256.3 | 4.2563 | 4.5946 | 4.0802
2024-03-12 | 24402.3 | 585.656 | 7.843 | calibrated (EIA-923 burn / MISO MWh) | 1.0385 | 4593151 | 4422.8 | 4.4228 | 4.5182 | 4.2398
2024-03-13 | 25708.6 | 617.007 | 7.843 | calibrated (EIA-923 burn / MISO MWh) | 1.0385 | 4839032 | 4659.6 | 4.6596 | 4.5008 | 4.4668
2024-03-14 | 24694.2 | 592.66 | 7.843 | calibrated (EIA-923 burn / MISO MWh) | 1.0385 | 4648086 | 4475.7 | 4.4757 | 4.4174 | 4.2905
2024-03-15 | 25393.8 | 609.452 | 7.843 | calibrated (EIA-923 burn / MISO MWh) | 1.0385 | 4779778 | 4602.5 | 4.6025 | 4.4272 | 4.4121
2024-03-16 | 18470.3 | 443.286 | 7.843 | calibrated (EIA-923 burn / MISO MWh) | 1.0385 | 3476584 | 3347.7 | 3.3477 | 4.3085 | 3.2091
2024-03-17 | 19360 | 464.639 | 7.843 | calibrated (EIA-923 burn / MISO MWh) | 1.0385 | 3644049 | 3508.9 | 3.5089 | 4.1819 | 3.3637
2024-03-18 | 30034.1 | 720.817 | 7.843 | calibrated (EIA-923 burn / MISO MWh) | 1.0385 | 5653189 | 5443.6 | 5.4436 | 4.3515 | 5.2183
2024-03-19 | 27083.1 | 649.994 | 7.843 | calibrated (EIA-923 burn / MISO MWh) | 1.0385 | 5097737 | 4908.7 | 4.9087 | 4.421 | 4.7056
2024-03-20 | 28017.9 | 672.429 | 7.843 | calibrated (EIA-923 burn / MISO MWh) | 1.0385 | 5273688 | 5078.1 | 5.0781 | 4.4808 | 4.868
2024-03-21 | 31697.9 | 760.75 | 7.843 | calibrated (EIA-923 burn / MISO MWh) | 1.0385 | 5966374 | 5745.1 | 5.7451 | 4.6621 | 5.5074
2024-03-22 | 29319.6 | 703.671 | 7.843 | calibrated (EIA-923 burn / MISO MWh) | 1.0385 | 5518716 | 5314.1 | 5.3141 | 4.7637 | 5.0941
2024-03-23 | 27791.8 | 667.003 | 7.843 | calibrated (EIA-923 burn / MISO MWh) | 1.0385 | 5231140 | 5037.2 | 5.0372 | 5.0051 | 4.8287
2024-03-24 | 21681.1 | 520.347 | 7.843 | calibrated (EIA-923 burn / MISO MWh) | 1.0385 | 4080952 | 3929.6 | 3.9296 | 5.0652 | 3.767
2024-03-25 | 22193.1 | 532.635 | 7.843 | calibrated (EIA-923 burn / MISO MWh) | 1.0385 | 4177322 | 4022.4 | 4.0224 | 4.8622 | 3.8559
2024-03-26 | 22121.2 | 530.91 | 7.843 | calibrated (EIA-923 burn / MISO MWh) | 1.0385 | 4163792 | 4009.4 | 4.0094 | 4.7337 | 3.8435
2024-03-27 | 28465.1 | 683.161 | 7.843 | calibrated (EIA-923 burn / MISO MWh) | 1.0385 | 5357863 | 5159.2 | 5.1592 | 4.7453 | 4.9457
2024-03-28 | 31628.5 | 759.084 | 7.843 | calibrated (EIA-923 burn / MISO MWh) | 1.0385 | 5953302 | 5732.5 | 5.7325 | 4.7435 | 5.4953
2024-03-29 | 25497.8 | 611.948 | 7.843 | calibrated (EIA-923 burn / MISO MWh) | 1.0385 | 4799357 | 4621.4 | 4.6214 | 4.6445 | 4.4301
2024-03-30 | 24311.1 | 583.467 | 7.843 | calibrated (EIA-923 burn / MISO MWh) | 1.0385 | 4575989 | 4406.3 | 4.4063 | 4.5544 | 4.2239
2024-03-31 | 24855.4 | 596.529 | 7.843 | calibrated (EIA-923 burn / MISO MWh) | 1.0385 | 4678430 | 4504.9 | 4.5049 | 4.6366 | 4.3185
2024-04-01 | 26143.6 | 627.446 | 8.327 | calibrated (EIA-923 burn / MISO MWh) | 1.0351 | 5224879 | 5047.8 | 5.0478 | 4.7831 | 4.5423
2024-04-02 | 23794.2 | 571.06 | 8.327 | calibrated (EIA-923 burn / MISO MWh) | 1.0351 | 4755342 | 4594.2 | 4.5942 | 4.8666 | 4.1341
2024-04-03 | 21957.2 | 526.972 | 8.327 | calibrated (EIA-923 burn / MISO MWh) | 1.0351 | 4388210 | 4239.5 | 4.2395 | 4.7352 | 3.815
2024-04-04 | 25324.1 | 607.778 | 8.327 | calibrated (EIA-923 burn / MISO MWh) | 1.0351 | 5061098 | 4889.6 | 4.8896 | 4.6148 | 4.3999
2024-04-05 | 26267 | 630.409 | 8.327 | calibrated (EIA-923 burn / MISO MWh) | 1.0351 | 5249549 | 5071.6 | 5.0716 | 4.6791 | 4.5638
2024-04-06 | 19785 | 474.84 | 8.327 | calibrated (EIA-923 burn / MISO MWh) | 1.0351 | 3954094 | 3820.1 | 3.8201 | 4.5954 | 3.4375
2024-04-07 | 18929.2 | 454.302 | 8.327 | calibrated (EIA-923 burn / MISO MWh) | 1.0351 | 3783071 | 3654.9 | 3.6549 | 4.4739 | 3.2889
2024-04-08 | 23755.1 | 570.122 | 8.327 | calibrated (EIA-923 burn / MISO MWh) | 1.0351 | 4747530 | 4586.6 | 4.5866 | 4.4081 | 4.1273
2024-04-09 | 25790.9 | 618.981 | 8.327 | calibrated (EIA-923 burn / MISO MWh) | 1.0351 | 5154385 | 4979.7 | 4.9797 | 4.4631 | 4.481
2024-04-10 | 26167.8 | 628.026 | 8.327 | calibrated (EIA-923 burn / MISO MWh) | 1.0351 | 5229711 | 5052.5 | 5.0525 | 4.5793 | 4.5465
2024-04-11 | 20260.1 | 486.242 | 8.327 | calibrated (EIA-923 burn / MISO MWh) | 1.0351 | 4049043 | 3911.8 | 3.9118 | 4.4396 | 3.5201
2024-04-12 | 21301.9 | 511.245 | 8.327 | calibrated (EIA-923 burn / MISO MWh) | 1.0351 | 4257245 | 4113 | 4.113 | 4.3026 | 3.7011
2024-04-13 | 18634.1 | 447.219 | 8.327 | calibrated (EIA-923 burn / MISO MWh) | 1.0351 | 3724094 | 3597.9 | 3.5979 | 4.2709 | 3.2376
2024-04-14 | 21512.5 | 516.301 | 8.327 | calibrated (EIA-923 burn / MISO MWh) | 1.0351 | 4299349 | 4153.6 | 4.1536 | 4.3421 | 3.7377
2024-04-15 | 25617.5 | 614.82 | 8.327 | calibrated (EIA-923 burn / MISO MWh) | 1.0351 | 5119743 | 4946.2 | 4.9462 | 4.3935 | 4.4509
2024-04-16 | 24105 | 578.521 | 8.327 | calibrated (EIA-923 burn / MISO MWh) | 1.0351 | 4817472 | 4654.2 | 4.6542 | 4.347 | 4.1881
2024-04-17 | 25034.7 | 600.834 | 8.327 | calibrated (EIA-923 burn / MISO MWh) | 1.0351 | 5003274 | 4833.7 | 4.8337 | 4.3158 | 4.3497
2024-04-18 | 27530.5 | 660.732 | 8.327 | calibrated (EIA-923 burn / MISO MWh) | 1.0351 | 5502063 | 5315.6 | 5.3156 | 4.5163 | 4.7833
2024-04-19 | 23980 | 575.52 | 8.327 | calibrated (EIA-923 burn / MISO MWh) | 1.0351 | 4792478 | 4630 | 4.63 | 4.5902 | 4.1664
2024-04-20 | 20716.9 | 497.205 | 8.327 | calibrated (EIA-923 burn / MISO MWh) | 1.0351 | 4140331 | 4000 | 4 | 4.6476 | 3.5995
2024-04-21 | 22321.9 | 535.726 | 8.327 | calibrated (EIA-923 burn / MISO MWh) | 1.0351 | 4461107 | 4309.9 | 4.3099 | 4.6699 | 3.8783
2024-04-22 | 21491.6 | 515.798 | 8.327 | calibrated (EIA-923 burn / MISO MWh) | 1.0351 | 4295160 | 4149.6 | 4.1496 | 4.5561 | 3.7341
2024-04-23 | 20846.9 | 500.326 | 8.327 | calibrated (EIA-923 burn / MISO MWh) | 1.0351 | 4166322 | 4025.1 | 4.0251 | 4.4663 | 3.6221
2024-04-24 | 28082.7 | 673.985 | 8.327 | calibrated (EIA-923 burn / MISO MWh) | 1.0351 | 5612418 | 5422.2 | 5.4222 | 4.5503 | 4.8792
2024-04-25 | 24991.1 | 599.786 | 8.327 | calibrated (EIA-923 burn / MISO MWh) | 1.0351 | 4994548 | 4825.3 | 4.8253 | 4.4803 | 4.3421
2024-04-26 | 22277.4 | 534.659 | 8.327 | calibrated (EIA-923 burn / MISO MWh) | 1.0351 | 4452219 | 4301.3 | 4.3013 | 4.4333 | 3.8706
2024-04-27 | 22147.3 | 531.534 | 8.327 | calibrated (EIA-923 burn / MISO MWh) | 1.0351 | 4426202 | 4276.2 | 4.2762 | 4.4728 | 3.848
2024-04-28 | 24540.9 | 588.983 | 8.327 | calibrated (EIA-923 burn / MISO MWh) | 1.0351 | 4904587 | 4738.4 | 4.7384 | 4.534 | 4.2639
2024-04-29 | 29980.8 | 719.54 | 8.327 | calibrated (EIA-923 burn / MISO MWh) | 1.0351 | 5991763 | 5788.7 | 5.7887 | 4.7682 | 5.209
2024-04-30 | 29520.5 | 708.492 | 8.327 | calibrated (EIA-923 burn / MISO MWh) | 1.0351 | 5899765 | 5699.8 | 5.6998 | 5.0074 | 5.129
2024-05-01 | 30217.4 | 725.217 | 8.202 | calibrated (EIA-923 burn / MISO MWh) | 1.0377 | 5948551 | 5732.3 | 5.7323 | 5.0517 | 5.2501
2024-05-02 | 31596.4 | 758.314 | 8.202 | calibrated (EIA-923 burn / MISO MWh) | 1.0377 | 6220027 | 5993.9 | 5.9939 | 5.2186 | 5.4897
2024-05-03 | 31892.4 | 765.418 | 8.202 | calibrated (EIA-923 burn / MISO MWh) | 1.0377 | 6278298 | 6050.1 | 6.0501 | 5.4685 | 5.5412
2024-05-04 | 27950.9 | 670.821 | 8.202 | calibrated (EIA-923 burn / MISO MWh) | 1.0377 | 5502370 | 5302.3 | 5.3023 | 5.6151 | 4.8563
2024-05-05 | 28209.7 | 677.033 | 8.202 | calibrated (EIA-923 burn / MISO MWh) | 1.0377 | 5553323 | 5351.4 | 5.3514 | 5.7026 | 4.9013
2024-05-06 | 28020.8 | 672.5 | 8.202 | calibrated (EIA-923 burn / MISO MWh) | 1.0377 | 5516141 | 5315.6 | 5.3156 | 5.6351 | 4.8685
2024-05-07 | 29218.8 | 701.252 | 8.202 | calibrated (EIA-923 burn / MISO MWh) | 1.0377 | 5751978 | 5542.9 | 5.5429 | 5.6126 | 5.0766
2024-05-08 | 31865 | 764.76 | 8.202 | calibrated (EIA-923 burn / MISO MWh) | 1.0377 | 6272906 | 6044.9 | 6.0449 | 5.6573 | 5.5364
2024-05-09 | 31151.5 | 747.636 | 8.202 | calibrated (EIA-923 burn / MISO MWh) | 1.0377 | 6132446 | 5909.5 | 5.9095 | 5.6452 | 5.4124
2024-05-10 | 27754.4 | 666.106 | 8.202 | calibrated (EIA-923 burn / MISO MWh) | 1.0377 | 5463702 | 5265.1 | 5.2651 | 5.5331 | 4.8222
2024-05-11 | 24953.3 | 598.879 | 8.202 | calibrated (EIA-923 burn / MISO MWh) | 1.0377 | 4912271 | 4733.7 | 4.7337 | 5.4519 | 4.3355
2024-05-12 | 23927 | 574.249 | 8.202 | calibrated (EIA-923 burn / MISO MWh) | 1.0377 | 4710248 | 4539 | 4.539 | 5.3358 | 4.1572
2024-05-13 | 29341.5 | 704.197 | 8.202 | calibrated (EIA-923 burn / MISO MWh) | 1.0377 | 5776134 | 5566.1 | 5.5661 | 5.3716 | 5.0979
2024-05-14 | 30380 | 729.12 | 8.202 | calibrated (EIA-923 burn / MISO MWh) | 1.0377 | 5980569 | 5763.2 | 5.7632 | 5.4031 | 5.2784
2024-05-15 | 29679.4 | 712.307 | 8.202 | calibrated (EIA-923 burn / MISO MWh) | 1.0377 | 5842658 | 5630.3 | 5.6303 | 5.3438 | 5.1567
2024-05-16 | 32757.4 | 786.178 | 8.202 | calibrated (EIA-923 burn / MISO MWh) | 1.0377 | 6448581 | 6214.1 | 6.2141 | 5.3874 | 5.6914
2024-05-17 | 28822.4 | 691.739 | 8.202 | calibrated (EIA-923 burn / MISO MWh) | 1.0377 | 5673949 | 5467.7 | 5.4677 | 5.4163 | 5.0078
2024-05-18 | 26642.8 | 639.427 | 8.202 | calibrated (EIA-923 burn / MISO MWh) | 1.0377 | 5244863 | 5054.2 | 5.0542 | 5.4621 | 4.6291
2024-05-19 | 29041 | 696.983 | 8.202 | calibrated (EIA-923 burn / MISO MWh) | 1.0377 | 5716966 | 5509.1 | 5.5091 | 5.6007 | 5.0457
2024-05-20 | 33909.4 | 813.825 | 8.202 | calibrated (EIA-923 burn / MISO MWh) | 1.0377 | 6675358 | 6432.7 | 6.4327 | 5.7245 | 5.8916
2024-05-21 | 30992.7 | 743.825 | 8.202 | calibrated (EIA-923 burn / MISO MWh) | 1.0377 | 6101186 | 5879.4 | 5.8794 | 5.7411 | 5.3848
2024-05-22 | 29136.9 | 699.285 | 8.202 | calibrated (EIA-923 burn / MISO MWh) | 1.0377 | 5735847 | 5527.3 | 5.5273 | 5.7264 | 5.0624
2024-05-23 | 30542.4 | 733.019 | 8.202 | calibrated (EIA-923 burn / MISO MWh) | 1.0377 | 6012546 | 5794 | 5.794 | 5.6663 | 5.3066
2024-05-24 | 28720.6 | 689.295 | 8.202 | calibrated (EIA-923 burn / MISO MWh) | 1.0377 | 5653902 | 5448.4 | 5.4484 | 5.6636 | 4.9901
2024-05-25 | 27115.6 | 650.776 | 8.202 | calibrated (EIA-923 burn / MISO MWh) | 1.0377 | 5337951 | 5143.9 | 5.1439 | 5.6764 | 4.7112
2024-05-26 | 27503.7 | 660.09 | 8.202 | calibrated (EIA-923 burn / MISO MWh) | 1.0377 | 5414350 | 5217.5 | 5.2175 | 5.6347 | 4.7786
2024-05-27 | 24987.1 | 599.691 | 8.202 | calibrated (EIA-923 burn / MISO MWh) | 1.0377 | 4918937 | 4740.1 | 4.7401 | 5.3929 | 4.3414
2024-05-28 | 27684.9 | 664.438 | 8.202 | calibrated (EIA-923 burn / MISO MWh) | 1.0377 | 5450014 | 5251.9 | 5.2519 | 5.3033 | 4.8101
2024-05-29 | 27934.7 | 670.432 | 8.202 | calibrated (EIA-923 burn / MISO MWh) | 1.0377 | 5499186 | 5299.3 | 5.2993 | 5.2707 | 4.8535
2024-05-30 | 25065.8 | 601.578 | 8.202 | calibrated (EIA-923 burn / MISO MWh) | 1.0377 | 4934414 | 4755 | 4.755 | 5.1223 | 4.3551
2024-05-31 | 27539.8 | 660.956 | 8.202 | calibrated (EIA-923 burn / MISO MWh) | 1.0377 | 5421459 | 5224.4 | 5.2244 | 5.0903 | 4.7849
2024-06-01 | 27374.8 | 656.994 | 8.3 | calibrated (EIA-923 burn / MISO MWh) | 1.039 | 5452871 | 5248 | 5.248 | 5.1052 | 4.7562
2024-06-02 | 22848.9 | 548.374 | 8.3 | calibrated (EIA-923 burn / MISO MWh) | 1.039 | 4551355 | 4380.4 | 4.3804 | 4.9856 | 3.9699
2024-06-03 | 31352.1 | 752.451 | 8.3 | calibrated (EIA-923 burn / MISO MWh) | 1.039 | 6245135 | 6010.5 | 6.0105 | 5.1671 | 5.4473
2024-06-04 | 31418.5 | 754.045 | 8.3 | calibrated (EIA-923 burn / MISO MWh) | 1.039 | 6258363 | 6023.2 | 6.0232 | 5.2772 | 5.4588
2024-06-05 | 28283.5 | 678.805 | 8.3 | calibrated (EIA-923 burn / MISO MWh) | 1.039 | 5633892 | 5422.2 | 5.4222 | 5.2948 | 4.9141
2024-06-06 | 25649.9 | 615.598 | 8.3 | calibrated (EIA-923 burn / MISO MWh) | 1.039 | 5109290 | 4917.3 | 4.9173 | 5.318 | 4.4565
2024-06-07 | 28779.5 | 690.707 | 8.3 | calibrated (EIA-923 burn / MISO MWh) | 1.039 | 5732680 | 5517.3 | 5.5173 | 5.3598 | 5.0003
2024-06-08 | 27431.7 | 658.36 | 8.3 | calibrated (EIA-923 burn / MISO MWh) | 1.039 | 5464205 | 5258.9 | 5.2589 | 5.3614 | 4.7661
2024-06-09 | 24801.9 | 595.246 | 8.3 | calibrated (EIA-923 burn / MISO MWh) | 1.039 | 4940374 | 4754.8 | 4.7548 | 5.4149 | 4.3092
2024-06-10 | 29216.3 | 701.192 | 8.3 | calibrated (EIA-923 burn / MISO MWh) | 1.039 | 5819701 | 5601 | 5.601 | 5.3564 | 5.0762
2024-06-11 | 26553 | 637.271 | 8.3 | calibrated (EIA-923 burn / MISO MWh) | 1.039 | 5289174 | 5090.5 | 5.0905 | 5.2231 | 4.6134
2024-06-12 | 27580.5 | 661.931 | 8.3 | calibrated (EIA-923 burn / MISO MWh) | 1.039 | 5493845 | 5287.4 | 5.2874 | 5.2039 | 4.792
2024-06-13 | 31211.4 | 749.073 | 8.3 | calibrated (EIA-923 burn / MISO MWh) | 1.039 | 6217103 | 5983.5 | 5.9835 | 5.3562 | 5.4228
2024-06-14 | 32683.5 | 784.404 | 8.3 | calibrated (EIA-923 burn / MISO MWh) | 1.039 | 6510339 | 6265.7 | 6.2657 | 5.4631 | 5.6786
2024-06-15 | 24007.8 | 576.188 | 8.3 | calibrated (EIA-923 burn / MISO MWh) | 1.039 | 4782204 | 4602.5 | 4.6025 | 5.3694 | 4.1712
2024-06-16 | 24233 | 581.592 | 8.3 | calibrated (EIA-923 burn / MISO MWh) | 1.039 | 4827051 | 4645.7 | 4.6457 | 5.3538 | 4.2104
2024-06-17 | 32007.4 | 768.178 | 8.3 | calibrated (EIA-923 burn / MISO MWh) | 1.039 | 6375669 | 6136.1 | 6.1361 | 5.4302 | 5.5611
2024-06-18 | 33371.6 | 800.918 | 8.3 | calibrated (EIA-923 burn / MISO MWh) | 1.039 | 6647398 | 6397.6 | 6.3976 | 5.617 | 5.7982
2024-06-19 | 37685.9 | 904.461 | 8.3 | calibrated (EIA-923 burn / MISO MWh) | 1.039 | 7506775 | 7224.7 | 7.2247 | 5.8937 | 6.5477
2024-06-20 | 37551.1 | 901.227 | 8.3 | calibrated (EIA-923 burn / MISO MWh) | 1.039 | 7479936 | 7198.9 | 7.1989 | 6.0673 | 6.5243
2024-06-21 | 37114.3 | 890.744 | 8.3 | calibrated (EIA-923 burn / MISO MWh) | 1.039 | 7392929 | 7115.2 | 7.1152 | 6.1887 | 6.4484
2024-06-22 | 33468.1 | 803.234 | 8.3 | calibrated (EIA-923 burn / MISO MWh) | 1.039 | 6666617 | 6416.1 | 6.4161 | 6.4478 | 5.8149
2024-06-23 | 32992.3 | 791.816 | 8.3 | calibrated (EIA-923 burn / MISO MWh) | 1.039 | 6571854 | 6324.9 | 6.3249 | 6.6877 | 5.7323
2024-06-24 | 33391 | 801.384 | 8.3 | calibrated (EIA-923 burn / MISO MWh) | 1.039 | 6651269 | 6401.4 | 6.4014 | 6.7256 | 5.8015
2024-06-25 | 35396.6 | 849.518 | 8.3 | calibrated (EIA-923 burn / MISO MWh) | 1.039 | 7050769 | 6785.9 | 6.7859 | 6.781 | 6.15
2024-06-26 | 34428.9 | 826.293 | 8.3 | calibrated (EIA-923 burn / MISO MWh) | 1.039 | 6858005 | 6600.3 | 6.6003 | 6.6918 | 5.9819
2024-06-27 | 30198.7 | 724.77 | 8.3 | calibrated (EIA-923 burn / MISO MWh) | 1.039 | 6015388 | 5789.4 | 5.7894 | 6.4905 | 5.2469
2024-06-28 | 28380.6 | 681.135 | 8.3 | calibrated (EIA-923 burn / MISO MWh) | 1.039 | 5653229 | 5440.8 | 5.4408 | 6.2513 | 4.931
2024-06-29 | 30059.9 | 721.437 | 8.3 | calibrated (EIA-923 burn / MISO MWh) | 1.039 | 5987725 | 5762.8 | 5.7628 | 6.1579 | 5.2228
2024-06-30 | 29920.4 | 718.09 | 8.3 | calibrated (EIA-923 burn / MISO MWh) | 1.039 | 5959949 | 5736 | 5.736 | 6.0738 | 5.1985
2024-07-01 | 25720.8 | 617.298 | 8.23 | calibrated (EIA-923 burn / MISO MWh) | 1.0415 | 5080491 | 4878.1 | 4.8781 | 5.8562 | 4.4689
2024-07-02 | 30897.1 | 741.531 | 8.23 | calibrated (EIA-923 burn / MISO MWh) | 1.0415 | 6102948 | 5859.8 | 5.8598 | 5.7239 | 5.3682
2024-07-03 | 39090.5 | 938.172 | 8.23 | calibrated (EIA-923 burn / MISO MWh) | 1.0415 | 7721344 | 7413.7 | 7.4137 | 5.8401 | 6.7918
2024-07-04 | 37318.2 | 895.637 | 8.23 | calibrated (EIA-923 burn / MISO MWh) | 1.0415 | 7371272 | 7077.6 | 7.0776 | 6.0241 | 6.4839
2024-07-05 | 34676.8 | 832.242 | 8.23 | calibrated (EIA-923 burn / MISO MWh) | 1.0415 | 6849523 | 6576.6 | 6.5766 | 6.1864 | 6.0249
2024-07-06 | 35368.6 | 848.847 | 8.23 | calibrated (EIA-923 burn / MISO MWh) | 1.0415 | 6986185 | 6707.8 | 6.7078 | 6.3214 | 6.1451
2024-07-07 | 36321.7 | 871.72 | 8.23 | calibrated (EIA-923 burn / MISO MWh) | 1.0415 | 7174436 | 6888.6 | 6.8886 | 6.486 | 6.3107
2024-07-08 | 42048.3 | 1009.16 | 8.23 | calibrated (EIA-923 burn / MISO MWh) | 1.0415 | 8305592 | 7974.7 | 7.9747 | 6.9284 | 7.3057
2024-07-09 | 41307.9 | 991.388 | 8.23 | calibrated (EIA-923 burn / MISO MWh) | 1.0415 | 8159328 | 7834.2 | 7.8342 | 7.2105 | 7.177
2024-07-10 | 37268.2 | 894.437 | 8.23 | calibrated (EIA-923 burn / MISO MWh) | 1.0415 | 7361399 | 7068.1 | 7.0681 | 7.1611 | 6.4752
2024-07-11 | 39421.4 | 946.114 | 8.23 | calibrated (EIA-923 burn / MISO MWh) | 1.0415 | 7786709 | 7476.5 | 7.4765 | 7.2181 | 6.8493
2024-07-12 | 38988.4 | 935.723 | 8.23 | calibrated (EIA-923 burn / MISO MWh) | 1.0415 | 7701188 | 7394.4 | 7.3944 | 7.3349 | 6.7741
2024-07-13 | 38738.7 | 929.728 | 8.23 | calibrated (EIA-923 burn / MISO MWh) | 1.0415 | 7651852 | 7347 | 7.347 | 7.4262 | 6.7307
2024-07-14 | 39012.8 | 936.306 | 8.23 | calibrated (EIA-923 burn / MISO MWh) | 1.0415 | 7705988 | 7399 | 7.399 | 7.4991 | 6.7783
2024-07-15 | 43355.8 | 1040.539 | 8.23 | calibrated (EIA-923 burn / MISO MWh) | 1.0415 | 8563845 | 8222.6 | 8.2226 | 7.5345 | 7.5329
2024-07-16 | 41332.2 | 991.973 | 8.23 | calibrated (EIA-923 burn / MISO MWh) | 1.0415 | 8164137 | 7838.9 | 7.8389 | 7.5352 | 7.1813
2024-07-17 | 38333.5 | 920.005 | 8.23 | calibrated (EIA-923 burn / MISO MWh) | 1.0415 | 7571828 | 7270.2 | 7.2702 | 7.5641 | 6.6603
2024-07-18 | 36084 | 866.017 | 8.23 | calibrated (EIA-923 burn / MISO MWh) | 1.0415 | 7127492 | 6843.5 | 6.8435 | 7.4736 | 6.2694
2024-07-19 | 34217.1 | 821.211 | 8.23 | calibrated (EIA-923 burn / MISO MWh) | 1.0415 | 6758734 | 6489.5 | 6.4895 | 7.3444 | 5.9451
2024-07-20 | 35773.8 | 858.571 | 8.23 | calibrated (EIA-923 burn / MISO MWh) | 1.0415 | 7066216 | 6784.7 | 6.7847 | 7.264 | 6.2155
2024-07-21 | 36698 | 880.752 | 8.23 | calibrated (EIA-923 burn / MISO MWh) | 1.0415 | 7248768 | 6960 | 6.96 | 7.2013 | 6.3761
2024-07-22 | 40561.6 | 973.479 | 8.23 | calibrated (EIA-923 burn / MISO MWh) | 1.0415 | 8011926 | 7692.7 | 7.6927 | 7.1256 | 7.0474
2024-07-23 | 40106.5 | 962.557 | 8.23 | calibrated (EIA-923 burn / MISO MWh) | 1.0415 | 7922039 | 7606.4 | 7.6064 | 7.0924 | 6.9683
2024-07-24 | 38185.6 | 916.453 | 8.23 | calibrated (EIA-923 burn / MISO MWh) | 1.0415 | 7542597 | 7242.1 | 7.2421 | 7.0884 | 6.6346
2024-07-25 | 35935.5 | 862.451 | 8.23 | calibrated (EIA-923 burn / MISO MWh) | 1.0415 | 7098147 | 6815.3 | 6.8153 | 7.0844 | 6.2436
2024-07-26 | 32968.4 | 791.241 | 8.23 | calibrated (EIA-923 burn / MISO MWh) | 1.0415 | 6512072 | 6252.6 | 6.2526 | 7.0505 | 5.7281
2024-07-27 | 31892 | 765.409 | 8.23 | calibrated (EIA-923 burn / MISO MWh) | 1.0415 | 6299472 | 6048.5 | 6.0485 | 6.9454 | 5.5411
2024-07-28 | 33599.1 | 806.378 | 8.23 | calibrated (EIA-923 burn / MISO MWh) | 1.0415 | 6636650 | 6372.2 | 6.3722 | 6.8614 | 5.8377
2024-07-29 | 42926.7 | 1030.24 | 8.23 | calibrated (EIA-923 burn / MISO MWh) | 1.0415 | 8479087 | 8141.3 | 8.1413 | 6.9255 | 7.4583
2024-07-30 | 42390.3 | 1017.367 | 8.23 | calibrated (EIA-923 burn / MISO MWh) | 1.0415 | 8373137 | 8039.5 | 8.0395 | 6.9874 | 7.3651
2024-07-31 | 44322 | 1063.728 | 8.23 | calibrated (EIA-923 burn / MISO MWh) | 1.0415 | 8754699 | 8405.9 | 8.4059 | 7.1536 | 7.7007
2024-08-01 | 43695 | 1048.679 | 7.845 | calibrated (EIA-923 burn / MISO MWh) | 1.0417 | 8227205 | 7898.1 | 7.8981 | 7.3083 | 7.5918
2024-08-02 | 43097.2 | 1034.332 | 7.845 | calibrated (EIA-923 burn / MISO MWh) | 1.0417 | 8114651 | 7790.1 | 7.7901 | 7.5279 | 7.4879
2024-08-03 | 40634.2 | 975.222 | 7.845 | calibrated (EIA-923 burn / MISO MWh) | 1.0417 | 7650910 | 7344.9 | 7.3449 | 7.7131 | 7.06
2024-08-04 | 39832.1 | 955.972 | 7.845 | calibrated (EIA-923 burn / MISO MWh) | 1.0417 | 7499886 | 7199.9 | 7.1999 | 7.8314 | 6.9206
2024-08-05 | 40884.7 | 981.233 | 7.845 | calibrated (EIA-923 burn / MISO MWh) | 1.0417 | 7698071 | 7390.2 | 7.3902 | 7.7241 | 7.1035
2024-08-06 | 37041.3 | 888.991 | 7.845 | calibrated (EIA-923 burn / MISO MWh) | 1.0417 | 6974400 | 6695.4 | 6.6954 | 7.5321 | 6.4357
2024-08-07 | 36854.2 | 884.501 | 7.845 | calibrated (EIA-923 burn / MISO MWh) | 1.0417 | 6939178 | 6661.6 | 6.6616 | 7.2829 | 6.4032
2024-08-08 | 36231.6 | 869.558 | 7.845 | calibrated (EIA-923 burn / MISO MWh) | 1.0417 | 6821949 | 6549.1 | 6.5491 | 7.0902 | 6.2951
2024-08-09 | 33466.9 | 803.205 | 7.845 | calibrated (EIA-923 burn / MISO MWh) | 1.0417 | 6301384 | 6049.3 | 6.0493 | 6.8415 | 5.8147
2024-08-10 | 30604 | 734.496 | 7.845 | calibrated (EIA-923 burn / MISO MWh) | 1.0417 | 5762341 | 5531.9 | 5.5319 | 6.5825 | 5.3173
2024-08-11 | 29807.3 | 715.375 | 7.845 | calibrated (EIA-923 burn / MISO MWh) | 1.0417 | 5612332 | 5387.8 | 5.3878 | 6.3236 | 5.1789
2024-08-12 | 36951.6 | 886.839 | 7.845 | calibrated (EIA-923 burn / MISO MWh) | 1.0417 | 6957519 | 6679.2 | 6.6792 | 6.2221 | 6.4202
2024-08-13 | 38547 | 925.129 | 7.845 | calibrated (EIA-923 burn / MISO MWh) | 1.0417 | 7257914 | 6967.6 | 6.9676 | 6.2609 | 6.6974
2024-08-14 | 36943.8 | 886.651 | 7.845 | calibrated (EIA-923 burn / MISO MWh) | 1.0417 | 6956045 | 6677.8 | 6.6778 | 6.2632 | 6.4188
2024-08-15 | 38798 | 931.153 | 7.845 | calibrated (EIA-923 burn / MISO MWh) | 1.0417 | 7305173 | 7013 | 7.013 | 6.3295 | 6.741
2024-08-16 | 37620.3 | 902.888 | 7.845 | calibrated (EIA-923 burn / MISO MWh) | 1.0417 | 7083427 | 6800.1 | 6.8001 | 6.4368 | 6.5363
2024-08-17 | 35368.5 | 848.844 | 7.845 | calibrated (EIA-923 burn / MISO MWh) | 1.0417 | 6659437 | 6393.1 | 6.3931 | 6.5598 | 6.1451
2024-08-18 | 35550.8 | 853.22 | 7.845 | calibrated (EIA-923 burn / MISO MWh) | 1.0417 | 6693770 | 6426 | 6.426 | 6.7081 | 6.1768
2024-08-19 | 36555.2 | 877.325 | 7.845 | calibrated (EIA-923 burn / MISO MWh) | 1.0417 | 6882877 | 6607.6 | 6.6076 | 6.6979 | 6.3513
2024-08-20 | 32916.4 | 789.994 | 7.845 | calibrated (EIA-923 burn / MISO MWh) | 1.0417 | 6197738 | 5949.8 | 5.9498 | 6.5525 | 5.7191
2024-08-21 | 28847.7 | 692.345 | 7.845 | calibrated (EIA-923 burn / MISO MWh) | 1.0417 | 5431653 | 5214.4 | 5.2144 | 6.3434 | 5.0121
2024-08-22 | 27736.8 | 665.683 | 7.845 | calibrated (EIA-923 burn / MISO MWh) | 1.0417 | 5222484 | 5013.6 | 5.0136 | 6.0578 | 4.8191
2024-08-23 | 32648.2 | 783.556 | 7.845 | calibrated (EIA-923 burn / MISO MWh) | 1.0417 | 6147233 | 5901.3 | 5.9013 | 5.9294 | 5.6725
2024-08-24 | 34059 | 817.415 | 7.845 | calibrated (EIA-923 burn / MISO MWh) | 1.0417 | 6412870 | 6156.4 | 6.1564 | 5.8956 | 5.9176
2024-08-25 | 38668.6 | 928.046 | 7.845 | calibrated (EIA-923 burn / MISO MWh) | 1.0417 | 7280801 | 6989.6 | 6.9896 | 5.9761 | 6.7185
2024-08-26 | 44366.6 | 1064.798 | 7.845 | calibrated (EIA-923 burn / MISO MWh) | 1.0417 | 8353658 | 8019.5 | 8.0195 | 6.1778 | 7.7085
2024-08-27 | 44648.1 | 1071.554 | 7.845 | calibrated (EIA-923 burn / MISO MWh) | 1.0417 | 8406668 | 8070.4 | 8.0704 | 6.4807 | 7.7574
2024-08-28 | 44184.7 | 1060.433 | 7.845 | calibrated (EIA-923 burn / MISO MWh) | 1.0417 | 8319422 | 7986.7 | 7.9867 | 6.8768 | 7.6769
2024-08-29 | 40055.7 | 961.337 | 7.845 | calibrated (EIA-923 burn / MISO MWh) | 1.0417 | 7541981 | 7240.3 | 7.2403 | 7.1949 | 6.9595
2024-08-30 | 39626.8 | 951.044 | 7.845 | calibrated (EIA-923 burn / MISO MWh) | 1.0417 | 7461231 | 7162.8 | 7.1628 | 7.3751 | 6.885
2024-08-31 | 34609.2 | 830.62 | 7.845 | calibrated (EIA-923 burn / MISO MWh) | 1.0417 | 6516462 | 6255.8 | 6.2558 | 7.3893 | 6.0132
2024-09-01 | 29675.8 | 712.219 | 8.021 | calibrated (EIA-923 burn / MISO MWh) | 1.0396 | 5712598 | 5495.2 | 5.4952 | 7.1758 | 5.156
2024-09-02 | 28320.1 | 679.683 | 8.021 | calibrated (EIA-923 burn / MISO MWh) | 1.0396 | 5451629 | 5244.2 | 5.2442 | 6.7793 | 4.9205
2024-09-03 | 28545.2 | 685.085 | 8.021 | calibrated (EIA-923 burn / MISO MWh) | 1.0396 | 5494962 | 5285.9 | 5.2859 | 6.3815 | 4.9596
2024-09-04 | 29860.8 | 716.659 | 8.021 | calibrated (EIA-923 burn / MISO MWh) | 1.0396 | 5748209 | 5529.5 | 5.5295 | 6.0305 | 5.1882
2024-09-05 | 33196.5 | 796.715 | 8.021 | calibrated (EIA-923 burn / MISO MWh) | 1.0396 | 6390332 | 6147.2 | 6.1472 | 5.8744 | 5.7677
2024-09-06 | 30840 | 740.16 | 8.021 | calibrated (EIA-923 burn / MISO MWh) | 1.0396 | 5936713 | 5710.8 | 5.7108 | 5.6669 | 5.3583
2024-09-07 | 24991.9 | 599.805 | 8.021 | calibrated (EIA-923 burn / MISO MWh) | 1.0396 | 4810940 | 4627.9 | 4.6279 | 5.4344 | 4.3422
2024-09-08 | 20199 | 484.776 | 8.021 | calibrated (EIA-923 burn / MISO MWh) | 1.0396 | 3888317 | 3740.4 | 3.7404 | 5.1837 | 3.5095
2024-09-09 | 23885 | 573.24 | 8.021 | calibrated (EIA-923 burn / MISO MWh) | 1.0396 | 4597870 | 4422.9 | 4.4229 | 5.0663 | 4.1499
2024-09-10 | 27359.9 | 656.638 | 8.021 | calibrated (EIA-923 burn / MISO MWh) | 1.0396 | 5266790 | 5066.4 | 5.0664 | 5.035 | 4.7537
2024-09-11 | 30304.3 | 727.303 | 8.021 | calibrated (EIA-923 burn / MISO MWh) | 1.0396 | 5833583 | 5611.6 | 5.6116 | 5.0467 | 5.2652
2024-09-12 | 29055.6 | 697.334 | 8.021 | calibrated (EIA-923 burn / MISO MWh) | 1.0396 | 5593206 | 5380.4 | 5.3804 | 4.9372 | 5.0483
2024-09-13 | 28852 | 692.449 | 8.021 | calibrated (EIA-923 burn / MISO MWh) | 1.0396 | 5554027 | 5342.7 | 5.3427 | 4.8846 | 5.0129
2024-09-14 | 31612.8 | 758.708 | 8.021 | calibrated (EIA-923 burn / MISO MWh) | 1.0396 | 6085481 | 5853.9 | 5.8539 | 5.0597 | 5.4926
2024-09-15 | 29004.1 | 696.099 | 8.021 | calibrated (EIA-923 burn / MISO MWh) | 1.0396 | 5583304 | 5370.8 | 5.3708 | 5.2927 | 5.0393
2024-09-16 | 31770.5 | 762.491 | 8.021 | calibrated (EIA-923 burn / MISO MWh) | 1.0396 | 6115826 | 5883.1 | 5.8831 | 5.5013 | 5.52
2024-09-17 | 30657.5 | 735.78 | 8.021 | calibrated (EIA-923 burn / MISO MWh) | 1.0396 | 5901574 | 5677 | 5.677 | 5.5885 | 5.3266
2024-09-18 | 30748.7 | 737.968 | 8.021 | calibrated (EIA-923 burn / MISO MWh) | 1.0396 | 5919125 | 5693.9 | 5.6939 | 5.6003 | 5.3424
2024-09-19 | 33100.6 | 794.414 | 8.021 | calibrated (EIA-923 burn / MISO MWh) | 1.0396 | 6371872 | 6129.4 | 6.1294 | 5.7073 | 5.7511
2024-09-20 | 35150.4 | 843.609 | 8.021 | calibrated (EIA-923 burn / MISO MWh) | 1.0396 | 6766459 | 6509 | 6.509 | 5.8739 | 6.1072
2024-09-21 | 30472 | 731.328 | 8.021 | calibrated (EIA-923 burn / MISO MWh) | 1.0396 | 5865872 | 5642.7 | 5.6427 | 5.8437 | 5.2944
2024-09-22 | 27781.6 | 666.759 | 8.021 | calibrated (EIA-923 burn / MISO MWh) | 1.0396 | 5347968 | 5144.5 | 5.1445 | 5.8114 | 4.8269
2024-09-23 | 31222.5 | 749.339 | 8.021 | calibrated (EIA-923 burn / MISO MWh) | 1.0396 | 6010333 | 5781.6 | 5.7816 | 5.7969 | 5.4248
2024-09-24 | 31165.8 | 747.978 | 8.021 | calibrated (EIA-923 burn / MISO MWh) | 1.0396 | 5999420 | 5771.1 | 5.7711 | 5.8103 | 5.4149
2024-09-25 | 31925.6 | 766.215 | 8.021 | calibrated (EIA-923 burn / MISO MWh) | 1.0396 | 6145689 | 5911.8 | 5.9118 | 5.8414 | 5.5469
2024-09-26 | 28769.2 | 690.46 | 8.021 | calibrated (EIA-923 burn / MISO MWh) | 1.0396 | 5538076 | 5327.3 | 5.3273 | 5.7269 | 4.9985
2024-09-27 | 25047.2 | 601.133 | 8.021 | calibrated (EIA-923 burn / MISO MWh) | 1.0396 | 4821592 | 4638.1 | 4.6381 | 5.4596 | 4.3518
2024-09-28 | 23012.9 | 552.309 | 8.021 | calibrated (EIA-923 burn / MISO MWh) | 1.0396 | 4429982 | 4261.4 | 4.2614 | 5.2623 | 3.9984
2024-09-29 | 24268.8 | 582.451 | 8.021 | calibrated (EIA-923 burn / MISO MWh) | 1.0396 | 4671748 | 4494 | 4.494 | 5.1693 | 4.2166
2024-09-30 | 28040.7 | 672.976 | 8.021 | calibrated (EIA-923 burn / MISO MWh) | 1.0396 | 5397834 | 5192.4 | 5.1924 | 5.0852 | 4.8719
2024-10-01 | 25709.5 | 617.028 | 8.224 | calibrated (EIA-923 burn / MISO MWh) | 1.037 | 5074143 | 4893 | 4.893 | 4.9597 | 4.4669
2024-10-02 | 21942.4 | 526.617 | 8.224 | calibrated (EIA-923 burn / MISO MWh) | 1.037 | 4330650 | 4176.1 | 4.1761 | 4.7118 | 3.8124
2024-10-03 | 23055.3 | 553.327 | 8.224 | calibrated (EIA-923 burn / MISO MWh) | 1.037 | 4550297 | 4387.9 | 4.3879 | 4.5776 | 4.0057
2024-10-04 | 23853.4 | 572.482 | 8.224 | calibrated (EIA-923 burn / MISO MWh) | 1.037 | 4707814 | 4539.8 | 4.5398 | 4.5635 | 4.1444
2024-10-05 | 19977.3 | 479.454 | 8.224 | calibrated (EIA-923 burn / MISO MWh) | 1.037 | 3942802 | 3802.1 | 3.8021 | 4.4979 | 3.471
2024-10-06 | 19802 | 475.249 | 8.224 | calibrated (EIA-923 burn / MISO MWh) | 1.037 | 3908216 | 3768.7 | 3.7687 | 4.3943 | 3.4405
2024-10-07 | 28308.5 | 679.403 | 8.224 | calibrated (EIA-923 burn / MISO MWh) | 1.037 | 5587088 | 5387.6 | 5.3876 | 4.4222 | 4.9185
2024-10-08 | 25635.8 | 615.26 | 8.224 | calibrated (EIA-923 burn / MISO MWh) | 1.037 | 5059604 | 4879 | 4.879 | 4.4202 | 4.4541
2024-10-09 | 25905.2 | 621.725 | 8.224 | calibrated (EIA-923 burn / MISO MWh) | 1.037 | 5112765 | 4930.3 | 4.9303 | 4.5279 | 4.5009
2024-10-10 | 25028.5 | 600.685 | 8.224 | calibrated (EIA-923 burn / MISO MWh) | 1.037 | 4939744 | 4763.4 | 4.7634 | 4.5815 | 4.3486
2024-10-11 | 22939.2 | 550.542 | 8.224 | calibrated (EIA-923 burn / MISO MWh) | 1.037 | 4527393 | 4365.8 | 4.3658 | 4.5567 | 3.9856
2024-10-12 | 23836.6 | 572.079 | 8.224 | calibrated (EIA-923 burn / MISO MWh) | 1.037 | 4704506 | 4536.6 | 4.5366 | 4.6616 | 4.1415
2024-10-13 | 19923 | 478.152 | 8.224 | calibrated (EIA-923 burn / MISO MWh) | 1.037 | 3932097 | 3791.7 | 3.7917 | 4.6649 | 3.4615
2024-10-14 | 26424.4 | 634.185 | 8.224 | calibrated (EIA-923 burn / MISO MWh) | 1.037 | 5215229 | 5029.1 | 5.0291 | 4.6137 | 4.5911
2024-10-15 | 26292.2 | 631.013 | 8.224 | calibrated (EIA-923 burn / MISO MWh) | 1.037 | 5189150 | 5003.9 | 5.0039 | 4.6315 | 4.5681
2024-10-16 | 24439.3 | 586.544 | 8.224 | calibrated (EIA-923 burn / MISO MWh) | 1.037 | 4823458 | 4651.3 | 4.6513 | 4.5917 | 4.2462
2024-10-17 | 23594.3 | 566.264 | 8.224 | calibrated (EIA-923 burn / MISO MWh) | 1.037 | 4656683 | 4490.5 | 4.4905 | 4.5527 | 4.0994
2024-10-18 | 22956 | 550.945 | 8.224 | calibrated (EIA-923 burn / MISO MWh) | 1.037 | 4530704 | 4369 | 4.369 | 4.5531 | 3.9885
2024-10-19 | 24698.3 | 592.76 | 8.224 | calibrated (EIA-923 burn / MISO MWh) | 1.037 | 4874574 | 4700.6 | 4.7006 | 4.5766 | 4.2912
2024-10-20 | 21161.6 | 507.878 | 8.224 | calibrated (EIA-923 burn / MISO MWh) | 1.037 | 4176543 | 4027.5 | 4.0275 | 4.6102 | 3.6767
2024-10-21 | 25226 | 605.423 | 8.224 | calibrated (EIA-923 burn / MISO MWh) | 1.037 | 4978709 | 4801 | 4.801 | 4.5777 | 4.3829
2024-10-22 | 26946.9 | 646.726 | 8.224 | calibrated (EIA-923 burn / MISO MWh) | 1.037 | 5318368 | 5128.5 | 5.1285 | 4.5955 | 4.6819
2024-10-23 | 28287.8 | 678.906 | 8.224 | calibrated (EIA-923 burn / MISO MWh) | 1.037 | 5582999 | 5383.7 | 5.3837 | 4.7001 | 4.9149
2024-10-24 | 27902.2 | 669.653 | 8.224 | calibrated (EIA-923 burn / MISO MWh) | 1.037 | 5506907 | 5310.3 | 5.3103 | 4.8172 | 4.8479
2024-10-25 | 28621.5 | 686.917 | 8.224 | calibrated (EIA-923 burn / MISO MWh) | 1.037 | 5648874 | 5447.2 | 5.4472 | 4.9713 | 4.9729
2024-10-26 | 25116.2 | 602.788 | 8.224 | calibrated (EIA-923 burn / MISO MWh) | 1.037 | 4957038 | 4780.1 | 4.7801 | 4.9826 | 4.3638
2024-10-27 | 22783.1 | 546.793 | 8.224 | calibrated (EIA-923 burn / MISO MWh) | 1.037 | 4496566 | 4336 | 4.336 | 5.0267 | 3.9584
2024-10-28 | 25612.3 | 614.694 | 8.224 | calibrated (EIA-923 burn / MISO MWh) | 1.037 | 5054951 | 4874.5 | 4.8745 | 5.0372 | 4.45
2024-10-29 | 24443.6 | 586.646 | 8.224 | calibrated (EIA-923 burn / MISO MWh) | 1.037 | 4824294 | 4652.1 | 4.6521 | 4.9691 | 4.247
2024-10-30 | 26222.4 | 629.339 | 8.224 | calibrated (EIA-923 burn / MISO MWh) | 1.037 | 5175379 | 4990.6 | 4.9906 | 4.913 | 4.556
2024-10-31 | 26259.9 | 630.238 | 8.224 | calibrated (EIA-923 burn / MISO MWh) | 1.037 | 5182777 | 4997.8 | 4.9978 | 4.8683 | 4.5625
2024-11-01 | 27926.6 | 670.238 | 7.764 | calibrated (EIA-923 burn / MISO MWh) | 1.0377 | 5203903 | 5014.8 | 5.0148 | 4.8066 | 4.8521
2024-11-02 | 27188.2 | 652.517 | 7.764 | calibrated (EIA-923 burn / MISO MWh) | 1.0377 | 5066312 | 4882.2 | 4.8822 | 4.8211 | 4.7238
2024-11-03 | 23066.3 | 553.591 | 7.764 | calibrated (EIA-923 burn / MISO MWh) | 1.0377 | 4298222 | 4142 | 4.142 | 4.7934 | 4.0077
2024-11-04 | 28382.2 | 681.173 | 7.764 | calibrated (EIA-923 burn / MISO MWh) | 1.0377 | 5288803 | 5096.6 | 5.0966 | 4.8252 | 4.9313
2024-11-05 | 29314 | 703.535 | 7.764 | calibrated (EIA-923 burn / MISO MWh) | 1.0377 | 5462431 | 5263.9 | 5.2639 | 4.9126 | 5.0932
2024-11-06 | 33699 | 808.775 | 7.764 | calibrated (EIA-923 burn / MISO MWh) | 1.0377 | 6279541 | 6051.3 | 6.0513 | 5.0641 | 5.855
2024-11-07 | 29683.8 | 712.411 | 7.764 | calibrated (EIA-923 burn / MISO MWh) | 1.0377 | 5531346 | 5330.3 | 5.3303 | 5.1116 | 5.1574
2024-11-08 | 29833.7 | 716.01 | 7.764 | calibrated (EIA-923 burn / MISO MWh) | 1.0377 | 5559285 | 5357.2 | 5.3572 | 5.1605 | 5.1835
2024-11-09 | 24621.5 | 590.917 | 7.764 | calibrated (EIA-923 burn / MISO MWh) | 1.0377 | 4588035 | 4421.3 | 4.4213 | 5.0947 | 4.2779
2024-11-10 | 26286 | 630.864 | 7.764 | calibrated (EIA-923 burn / MISO MWh) | 1.0377 | 4898192 | 4720.2 | 4.7202 | 5.1773 | 4.5671
2024-11-11 | 25643.6 | 615.446 | 7.764 | calibrated (EIA-923 burn / MISO MWh) | 1.0377 | 4778485 | 4604.8 | 4.6048 | 5.107 | 4.4555
2024-11-12 | 25163.2 | 603.916 | 7.764 | calibrated (EIA-923 burn / MISO MWh) | 1.0377 | 4688962 | 4518.6 | 4.5186 | 5.0005 | 4.372
2024-11-13 | 27578.1 | 661.874 | 7.764 | calibrated (EIA-923 burn / MISO MWh) | 1.0377 | 5138961 | 4952.2 | 4.9522 | 4.8435 | 4.7916
2024-11-14 | 28930.9 | 694.342 | 7.764 | calibrated (EIA-923 burn / MISO MWh) | 1.0377 | 5391054 | 5195.1 | 5.1951 | 4.8242 | 5.0266
2024-11-15 | 29014.1 | 696.339 | 7.764 | calibrated (EIA-923 burn / MISO MWh) | 1.0377 | 5406559 | 5210.1 | 5.2101 | 4.8032 | 5.0411
2024-11-16 | 22765.3 | 546.368 | 7.764 | calibrated (EIA-923 burn / MISO MWh) | 1.0377 | 4242145 | 4088 | 4.088 | 4.7556 | 3.9554
2024-11-17 | 24515.5 | 588.372 | 7.764 | calibrated (EIA-923 burn / MISO MWh) | 1.0377 | 4568277 | 4402.3 | 4.4023 | 4.7101 | 4.2595
2024-11-18 | 27018.4 | 648.443 | 7.764 | calibrated (EIA-923 burn / MISO MWh) | 1.0377 | 5034678 | 4851.7 | 4.8517 | 4.7454 | 4.6943
2024-11-19 | 23448.7 | 562.768 | 7.764 | calibrated (EIA-923 burn / MISO MWh) | 1.0377 | 4369480 | 4210.7 | 4.2107 | 4.7014 | 4.0741
2024-11-20 | 22022.3 | 528.536 | 7.764 | calibrated (EIA-923 burn / MISO MWh) | 1.0377 | 4103689 | 3954.5 | 3.9545 | 4.5589 | 3.8263
2024-11-21 | 25571.4 | 613.714 | 7.764 | calibrated (EIA-923 burn / MISO MWh) | 1.0377 | 4765040 | 4591.9 | 4.5919 | 4.4727 | 4.4429
2024-11-22 | 30626.9 | 735.046 | 7.764 | calibrated (EIA-923 burn / MISO MWh) | 1.0377 | 5707093 | 5499.7 | 5.4997 | 4.5141 | 5.3213
2024-11-23 | 27495.7 | 659.896 | 7.764 | calibrated (EIA-923 burn / MISO MWh) | 1.0377 | 5123608 | 4937.4 | 4.9374 | 4.6354 | 4.7772
2024-11-24 | 24321.2 | 583.71 | 7.764 | calibrated (EIA-923 burn / MISO MWh) | 1.0377 | 4532073 | 4367.4 | 4.3674 | 4.6305 | 4.2257
2024-11-25 | 23151 | 555.624 | 7.764 | calibrated (EIA-923 burn / MISO MWh) | 1.0377 | 4314013 | 4157.2 | 4.1572 | 4.5313 | 4.0224
2024-11-26 | 27923.4 | 670.161 | 7.764 | calibrated (EIA-923 burn / MISO MWh) | 1.0377 | 5203309 | 5014.2 | 5.0142 | 4.646 | 4.8516
2024-11-27 | 29511.5 | 708.276 | 7.764 | calibrated (EIA-923 burn / MISO MWh) | 1.0377 | 5499243 | 5299.4 | 5.2994 | 4.8382 | 5.1275
2024-11-28 | 19406.4 | 465.753 | 7.764 | calibrated (EIA-923 burn / MISO MWh) | 1.0377 | 3616225 | 3484.8 | 3.4848 | 4.68 | 3.3718
2024-11-29 | 21522.3 | 516.535 | 7.764 | calibrated (EIA-923 burn / MISO MWh) | 1.0377 | 4010516 | 3864.8 | 3.8648 | 4.4465 | 3.7394
2024-11-30 | 27663.4 | 663.921 | 7.764 | calibrated (EIA-923 burn / MISO MWh) | 1.0377 | 5154858 | 4967.5 | 4.9675 | 4.4508 | 4.8064
2024-12-01 | 30110 | 722.641 | 7.171 | calibrated (EIA-923 burn / MISO MWh) | 1.0387 | 5182204 | 4989 | 4.989 | 4.5396 | 5.2315
2024-12-02 | 34710.8 | 833.059 | 7.171 | calibrated (EIA-923 burn / MISO MWh) | 1.0387 | 5974030 | 5751.3 | 5.7513 | 4.7673 | 6.0308
2024-12-03 | 33412.8 | 801.907 | 7.171 | calibrated (EIA-923 burn / MISO MWh) | 1.0387 | 5750636 | 5536.3 | 5.5363 | 4.8419 | 5.8053
2024-12-04 | 27073.8 | 649.772 | 7.171 | calibrated (EIA-923 burn / MISO MWh) | 1.0387 | 4659648 | 4486 | 4.486 | 4.7257 | 4.704
2024-12-05 | 32706.2 | 784.948 | 7.171 | calibrated (EIA-923 burn / MISO MWh) | 1.0387 | 5629023 | 5419.2 | 5.4192 | 5.002 | 5.6825
2024-12-06 | 34805.1 | 835.323 | 7.171 | calibrated (EIA-923 burn / MISO MWh) | 1.0387 | 5990266 | 5767 | 5.767 | 5.2738 | 6.0472
2024-12-07 | 25346.8 | 608.323 | 7.171 | calibrated (EIA-923 burn / MISO MWh) | 1.0387 | 4362405 | 4199.8 | 4.1998 | 5.1641 | 4.4039
2024-12-08 | 22606.8 | 542.562 | 7.171 | calibrated (EIA-923 burn / MISO MWh) | 1.0387 | 3890824 | 3745.8 | 3.7458 | 4.9865 | 3.9278
2024-12-09 | 23020 | 552.48 | 7.171 | calibrated (EIA-923 burn / MISO MWh) | 1.0387 | 3961948 | 3814.3 | 3.8143 | 4.7097 | 3.9996
2024-12-10 | 27972.5 | 671.341 | 7.171 | calibrated (EIA-923 burn / MISO MWh) | 1.0387 | 4814319 | 4634.9 | 4.6349 | 4.581 | 4.8601
2024-12-11 | 27440.4 | 658.569 | 7.171 | calibrated (EIA-923 burn / MISO MWh) | 1.0387 | 4722730 | 4546.7 | 4.5467 | 4.5897 | 4.7676
2024-12-12 | 36330.4 | 871.928 | 7.171 | calibrated (EIA-923 burn / MISO MWh) | 1.0387 | 6252774 | 6019.7 | 6.0197 | 4.6754 | 6.3122
2024-12-13 | 29958.1 | 718.994 | 7.171 | calibrated (EIA-923 burn / MISO MWh) | 1.0387 | 5156052 | 4963.9 | 4.9639 | 4.5607 | 5.2051
2024-12-14 | 25616.2 | 614.788 | 7.171 | calibrated (EIA-923 burn / MISO MWh) | 1.0387 | 4408765 | 4244.4 | 4.2444 | 4.5671 | 4.4507
2024-12-15 | 23992.1 | 575.811 | 7.171 | calibrated (EIA-923 burn / MISO MWh) | 1.0387 | 4129254 | 3975.3 | 3.9753 | 4.5999 | 4.1685
2024-12-16 | 21163.3 | 507.919 | 7.171 | calibrated (EIA-923 burn / MISO MWh) | 1.0387 | 3642390 | 3506.6 | 3.5066 | 4.5559 | 3.677
2024-12-17 | 26730 | 641.521 | 7.171 | calibrated (EIA-923 burn / MISO MWh) | 1.0387 | 4600474 | 4429 | 4.429 | 4.5265 | 4.6442
2024-12-18 | 28489.5 | 683.748 | 7.171 | calibrated (EIA-923 burn / MISO MWh) | 1.0387 | 4903297 | 4720.5 | 4.7205 | 4.5513 | 4.9499
2024-12-19 | 25503.7 | 612.088 | 7.171 | calibrated (EIA-923 burn / MISO MWh) | 1.0387 | 4389407 | 4225.8 | 4.2258 | 4.2951 | 4.4311
2024-12-20 | 29479.1 | 707.498 | 7.171 | calibrated (EIA-923 burn / MISO MWh) | 1.0387 | 5073613 | 4884.5 | 4.8845 | 4.2837 | 5.1219
2024-12-21 | 31994.2 | 767.86 | 7.171 | calibrated (EIA-923 burn / MISO MWh) | 1.0387 | 5506482 | 5301.2 | 5.3012 | 4.4347 | 5.5588
2024-12-22 | 26880 | 645.12 | 7.171 | calibrated (EIA-923 burn / MISO MWh) | 1.0387 | 4626285 | 4453.8 | 4.4538 | 4.5031 | 4.6703
2024-12-23 | 28956.8 | 694.964 | 7.171 | calibrated (EIA-923 burn / MISO MWh) | 1.0387 | 4983725 | 4798 | 4.798 | 4.6875 | 5.0311
2024-12-24 | 27541.6 | 660.998 | 7.171 | calibrated (EIA-923 burn / MISO MWh) | 1.0387 | 4740148 | 4563.5 | 4.5635 | 4.7068 | 4.7852
2024-12-25 | 24140.3 | 579.366 | 7.171 | calibrated (EIA-923 burn / MISO MWh) | 1.0387 | 4154753 | 3999.9 | 3.9999 | 4.6038 | 4.1943
2024-12-26 | 24500.6 | 588.014 | 7.171 | calibrated (EIA-923 burn / MISO MWh) | 1.0387 | 4216766 | 4059.6 | 4.0596 | 4.5801 | 4.2569
2024-12-27 | 23539 | 564.936 | 7.171 | calibrated (EIA-923 burn / MISO MWh) | 1.0387 | 4051273 | 3900.3 | 3.9003 | 4.4395 | 4.0898
2024-12-28 | 21047.7 | 505.145 | 7.171 | calibrated (EIA-923 burn / MISO MWh) | 1.0387 | 3622496 | 3487.5 | 3.4875 | 4.1803 | 3.6569
2024-12-29 | 23334.5 | 560.028 | 7.171 | calibrated (EIA-923 burn / MISO MWh) | 1.0387 | 4016071 | 3866.4 | 3.8664 | 4.0964 | 4.0543
2024-12-30 | 23615.3 | 566.768 | 7.171 | calibrated (EIA-923 burn / MISO MWh) | 1.0387 | 4064406 | 3912.9 | 3.9129 | 3.97 | 4.103
2024-12-31 | 17114.5 | 410.748 | 7.171 | calibrated (EIA-923 burn / MISO MWh) | 1.0387 | 2945553 | 2835.8 | 2.8358 | 3.7232 | 2.9736
2025-01-01 | 19867.8 | 476.827 | 7.738 | calibrated (EIA-923 burn / MISO MWh) | 1.0357 | 3689865 | 3562.8 | 3.5628 | 3.6607 | 3.4519
2025-01-02 | 27756.8 | 666.164 | 7.738 | calibrated (EIA-923 burn / MISO MWh) | 1.0357 | 5155021 | 4977.5 | 4.9775 | 3.7919 | 4.8226
2025-01-03 | 24335 | 584.039 | 7.738 | calibrated (EIA-923 burn / MISO MWh) | 1.0357 | 4519514 | 4363.9 | 4.3639 | 3.8581 | 4.2281
2025-01-04 | 26911 | 645.865 | 7.738 | calibrated (EIA-923 burn / MISO MWh) | 1.0357 | 4997945 | 4825.8 | 4.8258 | 4.0493 | 4.6757
2025-01-05 | 24142.6 | 579.424 | 7.738 | calibrated (EIA-923 burn / MISO MWh) | 1.0357 | 4483795 | 4329.4 | 4.3294 | 4.1154 | 4.1947
2025-01-06 | 31641.4 | 759.394 | 7.738 | calibrated (EIA-923 burn / MISO MWh) | 1.0357 | 5876475 | 5674.1 | 5.6741 | 4.367 | 5.4975
2025-01-07 | 35074.8 | 841.795 | 7.738 | calibrated (EIA-923 burn / MISO MWh) | 1.0357 | 6514126 | 6289.8 | 6.2898 | 4.8605 | 6.0941
2025-01-08 | 34472.2 | 827.334 | 7.738 | calibrated (EIA-923 burn / MISO MWh) | 1.0357 | 6402215 | 6181.7 | 6.1817 | 5.2346 | 5.9894
2025-01-09 | 32915.5 | 789.971 | 7.738 | calibrated (EIA-923 burn / MISO MWh) | 1.0357 | 6113089 | 5902.6 | 5.9026 | 5.3667 | 5.7189
2025-01-10 | 32136.5 | 771.276 | 7.738 | calibrated (EIA-923 burn / MISO MWh) | 1.0357 | 5968417 | 5762.9 | 5.7629 | 5.5666 | 5.5836
2025-01-11 | 25952.1 | 622.85 | 7.738 | calibrated (EIA-923 burn / MISO MWh) | 1.0357 | 4819841 | 4653.8 | 4.6538 | 5.542 | 4.509
2025-01-12 | 20524.3 | 492.584 | 7.738 | calibrated (EIA-923 burn / MISO MWh) | 1.0357 | 3811796 | 3680.5 | 3.6805 | 5.4493 | 3.566
2025-01-13 | 24750 | 593.999 | 7.738 | calibrated (EIA-923 burn / MISO MWh) | 1.0357 | 4596587 | 4438.3 | 4.4383 | 5.2728 | 4.3002
2025-01-14 | 31421.7 | 754.121 | 7.738 | calibrated (EIA-923 burn / MISO MWh) | 1.0357 | 5835669 | 5634.7 | 5.6347 | 5.1792 | 5.4594
2025-01-15 | 28411.9 | 681.885 | 7.738 | calibrated (EIA-923 burn / MISO MWh) | 1.0357 | 5276680 | 5095 | 5.095 | 5.024 | 4.9364
2025-01-16 | 23948.1 | 574.754 | 7.738 | calibrated (EIA-923 burn / MISO MWh) | 1.0357 | 4447659 | 4294.5 | 4.2945 | 4.7942 | 4.1609
2025-01-17 | 17270.6 | 414.494 | 7.738 | calibrated (EIA-923 burn / MISO MWh) | 1.0357 | 3207511 | 3097 | 3.097 | 4.4134 | 3.0007
2025-01-18 | 14773.7 | 354.57 | 7.738 | calibrated (EIA-923 burn / MISO MWh) | 1.0357 | 2743794 | 2649.3 | 2.6493 | 4.127 | 2.5669
2025-01-19 | 21368.9 | 512.854 | 7.738 | calibrated (EIA-923 burn / MISO MWh) | 1.0357 | 3968654 | 3832 | 3.832 | 4.1487 | 3.7127
2025-01-20 | 33092 | 794.207 | 7.738 | calibrated (EIA-923 burn / MISO MWh) | 1.0357 | 6145868 | 5934.2 | 5.9342 | 4.3624 | 5.7496
2025-01-21 | 37107 | 890.567 | 7.738 | calibrated (EIA-923 burn / MISO MWh) | 1.0357 | 6891539 | 6654.2 | 6.6542 | 4.508 | 6.4472
2025-01-22 | 36101 | 866.424 | 7.738 | calibrated (EIA-923 burn / MISO MWh) | 1.0357 | 6704711 | 6473.8 | 6.4738 | 4.705 | 6.2724
2025-01-23 | 35202.1 | 844.851 | 7.738 | calibrated (EIA-923 burn / MISO MWh) | 1.0357 | 6537768 | 6312.6 | 6.3126 | 4.9933 | 6.1162
2025-01-24 | 31690.5 | 760.573 | 7.738 | calibrated (EIA-923 burn / MISO MWh) | 1.0357 | 5885595 | 5682.9 | 5.6829 | 5.3627 | 5.5061
2025-01-25 | 22285.9 | 534.861 | 7.738 | calibrated (EIA-923 burn / MISO MWh) | 1.0357 | 4138956 | 3996.4 | 3.9964 | 5.5552 | 3.8721
2025-01-26 | 19971 | 479.304 | 7.738 | calibrated (EIA-923 burn / MISO MWh) | 1.0357 | 3709032 | 3581.3 | 3.5813 | 5.5193 | 3.4699
2025-01-27 | 17543.7 | 421.048 | 7.738 | calibrated (EIA-923 burn / MISO MWh) | 1.0357 | 3258230 | 3146 | 3.146 | 5.121 | 3.0481
2025-01-28 | 18994.3 | 455.863 | 7.738 | calibrated (EIA-923 burn / MISO MWh) | 1.0357 | 3527634 | 3406.1 | 3.4061 | 4.657 | 3.3002
2025-01-29 | 19150.8 | 459.619 | 7.738 | calibrated (EIA-923 burn / MISO MWh) | 1.0357 | 3556704 | 3434.2 | 3.4342 | 4.2228 | 3.3274
2025-01-30 | 21757.5 | 522.179 | 7.738 | calibrated (EIA-923 burn / MISO MWh) | 1.0357 | 4040818 | 3901.7 | 3.9017 | 3.8784 | 3.7803
2025-01-31 | 19784.6 | 474.83 | 7.738 | calibrated (EIA-923 burn / MISO MWh) | 1.0357 | 3674410 | 3547.9 | 3.5479 | 3.5734 | 3.4375
2025-02-01 | 17927.3 | 430.256 | 7.454 | calibrated (EIA-923 burn / MISO MWh) | 1.0348 | 3207267 | 3099.4 | 3.0994 | 3.4452 | 3.1148
2025-02-02 | 21218 | 509.232 | 7.454 | calibrated (EIA-923 burn / MISO MWh) | 1.0348 | 3795982 | 3668.3 | 3.6683 | 3.4577 | 3.6865
2025-02-03 | 20905.7 | 501.738 | 7.454 | calibrated (EIA-923 burn / MISO MWh) | 1.0348 | 3740117 | 3614.3 | 3.6143 | 3.5245 | 3.6323
2025-02-04 | 23181.3 | 556.351 | 7.454 | calibrated (EIA-923 burn / MISO MWh) | 1.0348 | 4147220 | 4007.7 | 4.0077 | 3.6105 | 4.0276
2025-02-05 | 27785.4 | 666.851 | 7.454 | calibrated (EIA-923 burn / MISO MWh) | 1.0348 | 4970923 | 4803.7 | 4.8037 | 3.8061 | 4.8276
2025-02-06 | 21789.6 | 522.951 | 7.454 | calibrated (EIA-923 burn / MISO MWh) | 1.0348 | 3898245 | 3767.1 | 3.7671 | 3.7869 | 3.7858
2025-02-07 | 25622.2 | 614.933 | 7.454 | calibrated (EIA-923 burn / MISO MWh) | 1.0348 | 4583908 | 4429.7 | 4.4297 | 3.9129 | 4.4517
2025-02-08 | 23791 | 570.985 | 7.454 | calibrated (EIA-923 burn / MISO MWh) | 1.0348 | 4256307 | 4113.1 | 4.1131 | 4.0577 | 4.1336
2025-02-09 | 24398.2 | 585.557 | 7.454 | calibrated (EIA-923 burn / MISO MWh) | 1.0348 | 4364932 | 4218.1 | 4.2181 | 4.1363 | 4.2391
2025-02-10 | 26707.8 | 640.987 | 7.454 | calibrated (EIA-923 burn / MISO MWh) | 1.0348 | 4778128 | 4617.4 | 4.6174 | 4.2796 | 4.6404
2025-02-11 | 28292.7 | 679.026 | 7.454 | calibrated (EIA-923 burn / MISO MWh) | 1.0348 | 5061679 | 4891.4 | 4.8914 | 4.4058 | 4.9157
2025-02-12 | 27967.3 | 671.215 | 7.454 | calibrated (EIA-923 burn / MISO MWh) | 1.0348 | 5003453 | 4835.1 | 4.8351 | 4.4103 | 4.8592
2025-02-13 | 25132.6 | 603.182 | 7.454 | calibrated (EIA-923 burn / MISO MWh) | 1.0348 | 4496316 | 4345.1 | 4.3451 | 4.4929 | 4.3667
2025-02-14 | 24093.8 | 578.25 | 7.454 | calibrated (EIA-923 burn / MISO MWh) | 1.0348 | 4310467 | 4165.5 | 4.1655 | 4.4551 | 4.1862
2025-02-15 | 19018.1 | 456.433 | 7.454 | calibrated (EIA-923 burn / MISO MWh) | 1.0348 | 3402404 | 3288 | 3.288 | 4.3372 | 3.3043
2025-02-16 | 17523.9 | 420.574 | 7.454 | calibrated (EIA-923 burn / MISO MWh) | 1.0348 | 3135096 | 3029.6 | 3.0296 | 4.1674 | 3.0447
2025-02-17 | 25959.1 | 623.019 | 7.454 | calibrated (EIA-923 burn / MISO MWh) | 1.0348 | 4644186 | 4488 | 4.488 | 4.149 | 4.5103
2025-02-18 | 29865.1 | 716.762 | 7.454 | calibrated (EIA-923 burn / MISO MWh) | 1.0348 | 5342978 | 5163.3 | 5.1633 | 4.1878 | 5.1889
2025-02-19 | 35092 | 842.209 | 7.454 | calibrated (EIA-923 burn / MISO MWh) | 1.0348 | 6278100 | 6066.9 | 6.0669 | 4.3638 | 6.0971
2025-02-20 | 39605.3 | 950.526 | 7.454 | calibrated (EIA-923 burn / MISO MWh) | 1.0348 | 7085534 | 6847.2 | 6.8472 | 4.7212 | 6.8812
2025-02-21 | 32652 | 783.649 | 7.454 | calibrated (EIA-923 burn / MISO MWh) | 1.0348 | 5841575 | 5645.1 | 5.6451 | 4.9326 | 5.6731
2025-02-22 | 24652.8 | 591.666 | 7.454 | calibrated (EIA-923 burn / MISO MWh) | 1.0348 | 4410474 | 4262.1 | 4.2621 | 5.0717 | 4.2833
2025-02-23 | 23464 | 563.137 | 7.454 | calibrated (EIA-923 burn / MISO MWh) | 1.0348 | 4197805 | 4056.6 | 4.0566 | 5.2184 | 4.0768
2025-02-24 | 20682 | 496.367 | 7.454 | calibrated (EIA-923 burn / MISO MWh) | 1.0348 | 3700080 | 3575.6 | 3.5756 | 5.0881 | 3.5934
2025-02-25 | 20842.2 | 500.212 | 7.454 | calibrated (EIA-923 burn / MISO MWh) | 1.0348 | 3728741 | 3603.3 | 3.6033 | 4.8653 | 3.6212
2025-02-26 | 18948.4 | 454.763 | 7.454 | calibrated (EIA-923 burn / MISO MWh) | 1.0348 | 3389949 | 3275.9 | 3.2759 | 4.4665 | 3.2922
2025-02-27 | 16363.4 | 392.723 | 7.454 | calibrated (EIA-923 burn / MISO MWh) | 1.0348 | 2927483 | 2829 | 2.829 | 3.8925 | 2.8431
2025-02-28 | 15370.8 | 368.899 | 7.454 | calibrated (EIA-923 burn / MISO MWh) | 1.0348 | 2749894 | 2657.4 | 2.6574 | 3.4657 | 2.6706
2025-03-01 | 19502.1 | 468.051 | 8.056 | calibrated (EIA-923 burn / MISO MWh) | 1.0329 | 3770414 | 3650.3 | 3.6503 | 3.3783 | 3.3884
2025-03-02 | 21267.8 | 510.428 | 8.056 | calibrated (EIA-923 burn / MISO MWh) | 1.0329 | 4111791 | 3980.8 | 3.9808 | 3.3675 | 3.6952
2025-03-03 | 20944.2 | 502.661 | 8.056 | calibrated (EIA-923 burn / MISO MWh) | 1.0329 | 4049218 | 3920.2 | 3.9202 | 3.4167 | 3.639
2025-03-04 | 18508.9 | 444.214 | 8.056 | calibrated (EIA-923 burn / MISO MWh) | 1.0329 | 3578398 | 3464.4 | 3.4644 | 3.3968 | 3.2158
2025-03-05 | 17134 | 411.216 | 8.056 | calibrated (EIA-923 burn / MISO MWh) | 1.0329 | 3312579 | 3207 | 3.207 | 3.387 | 2.977
2025-03-06 | 22397.6 | 537.543 | 8.056 | calibrated (EIA-923 burn / MISO MWh) | 1.0329 | 4330214 | 4192.2 | 4.1922 | 3.5817 | 3.8915
2025-03-07 | 22511.2 | 540.268 | 8.056 | calibrated (EIA-923 burn / MISO MWh) | 1.0329 | 4352166 | 4213.5 | 4.2135 | 3.804 | 3.9112
2025-03-08 | 16350.9 | 392.422 | 8.056 | calibrated (EIA-923 burn / MISO MWh) | 1.0329 | 3161186 | 3060.4 | 3.0604 | 3.7198 | 2.8409
2025-03-09 | 14748.5 | 353.964 | 8.056 | calibrated (EIA-923 burn / MISO MWh) | 1.0329 | 2851380 | 2760.5 | 2.7605 | 3.5455 | 2.5625
2025-03-10 | 15312.8 | 367.506 | 8.056 | calibrated (EIA-923 burn / MISO MWh) | 1.0329 | 2960473 | 2866.1 | 2.8661 | 3.3949 | 2.6605
2025-03-11 | 16025.3 | 384.607 | 8.056 | calibrated (EIA-923 burn / MISO MWh) | 1.0329 | 3098231 | 2999.5 | 2.9995 | 3.3285 | 2.7843
2025-03-12 | 20129.6 | 483.111 | 8.056 | calibrated (EIA-923 burn / MISO MWh) | 1.0329 | 3891730 | 3767.7 | 3.7677 | 3.4086 | 3.4974
2025-03-13 | 18419.4 | 442.065 | 8.056 | calibrated (EIA-923 burn / MISO MWh) | 1.0329 | 3561086 | 3447.6 | 3.4476 | 3.3022 | 3.2003
2025-03-14 | 15541.1 | 372.986 | 8.056 | calibrated (EIA-923 burn / MISO MWh) | 1.0329 | 3004615 | 2908.9 | 2.9089 | 3.1158 | 2.7002
2025-03-15 | 14165.4 | 339.969 | 8.056 | calibrated (EIA-923 burn / MISO MWh) | 1.0329 | 2738645 | 2651.4 | 2.6514 | 3.0574 | 2.4612
2025-03-16 | 16161.5 | 387.876 | 8.056 | calibrated (EIA-923 burn / MISO MWh) | 1.0329 | 3124564 | 3025 | 3.025 | 3.0952 | 2.808
2025-03-17 | 19088.5 | 458.124 | 8.056 | calibrated (EIA-923 burn / MISO MWh) | 1.0329 | 3690448 | 3572.8 | 3.5728 | 3.1961 | 3.3165
2025-03-18 | 16764.8 | 402.356 | 8.056 | calibrated (EIA-923 burn / MISO MWh) | 1.0329 | 3241206 | 3137.9 | 3.1379 | 3.2159 | 2.9128
2025-03-19 | 16087.8 | 386.108 | 8.056 | calibrated (EIA-923 burn / MISO MWh) | 1.0329 | 3110323 | 3011.2 | 3.0112 | 3.1078 | 2.7952
2025-03-20 | 17748 | 425.953 | 8.056 | calibrated (EIA-923 burn / MISO MWh) | 1.0329 | 3431291 | 3321.9 | 3.3219 | 3.0899 | 3.0836
2025-03-21 | 16860.4 | 404.649 | 8.056 | calibrated (EIA-923 burn / MISO MWh) | 1.0329 | 3259679 | 3155.8 | 3.1558 | 3.1252 | 2.9294
2025-03-22 | 16624.6 | 398.991 | 8.056 | calibrated (EIA-923 burn / MISO MWh) | 1.0329 | 3214103 | 3111.7 | 3.1117 | 3.1909 | 2.8885
2025-03-23 | 15431.7 | 370.361 | 8.056 | calibrated (EIA-923 burn / MISO MWh) | 1.0329 | 2983465 | 2888.4 | 2.8884 | 3.1714 | 2.6812
2025-03-24 | 20631 | 495.144 | 8.056 | calibrated (EIA-923 burn / MISO MWh) | 1.0329 | 3988666 | 3861.6 | 3.8616 | 3.2126 | 3.5845
2025-03-25 | 24520.4 | 588.49 | 8.056 | calibrated (EIA-923 burn / MISO MWh) | 1.0329 | 4740619 | 4589.5 | 4.5895 | 3.42 | 4.2603
2025-03-26 | 25334.7 | 608.034 | 8.056 | calibrated (EIA-923 burn / MISO MWh) | 1.0329 | 4898055 | 4742 | 4.742 | 3.6673 | 4.4018
2025-03-27 | 20840.8 | 500.18 | 8.056 | calibrated (EIA-923 burn / MISO MWh) | 1.0329 | 4029235 | 3900.8 | 3.9008 | 3.75 | 3.621
2025-03-28 | 16774.1 | 402.579 | 8.056 | calibrated (EIA-923 burn / MISO MWh) | 1.0329 | 3242999 | 3139.6 | 3.1396 | 3.7477 | 2.9144
2025-03-29 | 17264.2 | 414.341 | 8.056 | calibrated (EIA-923 burn / MISO MWh) | 1.0329 | 3337751 | 3231.4 | 3.2314 | 3.7648 | 2.9996
2025-03-30 | 17402.8 | 417.668 | 8.056 | calibrated (EIA-923 burn / MISO MWh) | 1.0329 | 3364550 | 3257.3 | 3.2573 | 3.8175 | 3.0237
2025-03-31 | 24069.8 | 577.674 | 8.056 | calibrated (EIA-923 burn / MISO MWh) | 1.0329 | 4653493 | 4505.2 | 4.5052 | 3.9094 | 4.182
2025-04-01 | 20312.5 | 487.5 | 8.012 | calibrated (EIA-923 burn / MISO MWh) | 1.034 | 3905660 | 3777.2 | 3.7772 | 3.7934 | 3.5292
2025-04-02 | 21923.5 | 526.163 | 8.012 | calibrated (EIA-923 burn / MISO MWh) | 1.034 | 4215417 | 4076.8 | 4.0768 | 3.6983 | 3.8091
2025-04-03 | 25570.7 | 613.696 | 8.012 | calibrated (EIA-923 burn / MISO MWh) | 1.034 | 4916693 | 4755 | 4.755 | 3.8204 | 4.4428
2025-04-04 | 26248.2 | 629.957 | 8.012 | calibrated (EIA-923 burn / MISO MWh) | 1.034 | 5046975 | 4881 | 4.881 | 4.0691 | 4.5605
2025-04-05 | 18542.9 | 445.03 | 8.012 | calibrated (EIA-923 burn / MISO MWh) | 1.034 | 3565405 | 3448.1 | 3.4481 | 4.1001 | 3.2217
2025-04-06 | 21201.4 | 508.833 | 8.012 | calibrated (EIA-923 burn / MISO MWh) | 1.034 | 4076570 | 3942.5 | 3.9425 | 4.1979 | 3.6836
2025-04-07 | 21370.7 | 512.896 | 8.012 | calibrated (EIA-923 burn / MISO MWh) | 1.034 | 4109126 | 3974 | 3.974 | 4.1221 | 3.7131
2025-04-08 | 23385.7 | 561.257 | 8.012 | calibrated (EIA-923 burn / MISO MWh) | 1.034 | 4496575 | 4348.7 | 4.3487 | 4.2037 | 4.0632
2025-04-09 | 24426.8 | 586.243 | 8.012 | calibrated (EIA-923 burn / MISO MWh) | 1.034 | 4696753 | 4542.3 | 4.5423 | 4.2702 | 4.244
2025-04-10 | 22534.6 | 540.83 | 8.012 | calibrated (EIA-923 burn / MISO MWh) | 1.034 | 4332918 | 4190.4 | 4.1904 | 4.1895 | 3.9153
2025-04-11 | 24619.2 | 590.86 | 8.012 | calibrated (EIA-923 burn / MISO MWh) | 1.034 | 4733741 | 4578 | 4.578 | 4.1463 | 4.2775
2025-04-12 | 16649.4 | 399.586 | 8.012 | calibrated (EIA-923 burn / MISO MWh) | 1.034 | 3201328 | 3096 | 3.096 | 4.096 | 2.8928
2025-04-13 | 15785.2 | 378.844 | 8.012 | calibrated (EIA-923 burn / MISO MWh) | 1.034 | 3035151 | 2935.3 | 2.9353 | 3.9521 | 2.7426
2025-04-14 | 15962.3 | 383.095 | 8.012 | calibrated (EIA-923 burn / MISO MWh) | 1.034 | 3069210 | 2968.3 | 2.9683 | 3.8084 | 2.7734
2025-04-15 | 16878.4 | 405.082 | 8.012 | calibrated (EIA-923 burn / MISO MWh) | 1.034 | 3245358 | 3138.6 | 3.1386 | 3.6356 | 2.9325
2025-04-16 | 17927.3 | 430.255 | 8.012 | calibrated (EIA-923 burn / MISO MWh) | 1.034 | 3447035 | 3333.6 | 3.3336 | 3.4629 | 3.1148
2025-04-17 | 17972.7 | 431.344 | 8.012 | calibrated (EIA-923 burn / MISO MWh) | 1.034 | 3455761 | 3342.1 | 3.3421 | 3.3417 | 3.1227
2025-04-18 | 16637.2 | 399.292 | 8.012 | calibrated (EIA-923 burn / MISO MWh) | 1.034 | 3198971 | 3093.7 | 3.0937 | 3.1297 | 2.8906
2025-04-19 | 20862.9 | 500.711 | 8.012 | calibrated (EIA-923 burn / MISO MWh) | 1.034 | 4011501 | 3879.5 | 3.8795 | 3.2416 | 3.6248
2025-04-20 | 17190.4 | 412.569 | 8.012 | calibrated (EIA-923 burn / MISO MWh) | 1.034 | 3305347 | 3196.6 | 3.1966 | 3.2789 | 2.9867
2025-04-21 | 19550.1 | 469.201 | 8.012 | calibrated (EIA-923 burn / MISO MWh) | 1.034 | 3759061 | 3635.4 | 3.6354 | 3.3742 | 3.3967
2025-04-22 | 20985.6 | 503.654 | 8.012 | calibrated (EIA-923 burn / MISO MWh) | 1.034 | 4035082 | 3902.4 | 3.9024 | 3.4833 | 3.6461
2025-04-23 | 23264.5 | 558.347 | 8.012 | calibrated (EIA-923 burn / MISO MWh) | 1.034 | 4473261 | 4326.1 | 4.3261 | 3.6251 | 4.0421
2025-04-24 | 23152.3 | 555.656 | 8.012 | calibrated (EIA-923 burn / MISO MWh) | 1.034 | 4451702 | 4305.3 | 4.3053 | 3.7627 | 4.0226
2025-04-25 | 21960.8 | 527.06 | 8.012 | calibrated (EIA-923 burn / MISO MWh) | 1.034 | 4222601 | 4083.7 | 4.0837 | 3.9041 | 3.8156
2025-04-26 | 19609.2 | 470.62 | 8.012 | calibrated (EIA-923 burn / MISO MWh) | 1.034 | 3770430 | 3646.4 | 3.6464 | 3.8708 | 3.407
2025-04-27 | 17359.1 | 416.618 | 8.012 | calibrated (EIA-923 burn / MISO MWh) | 1.034 | 3337779 | 3228 | 3.228 | 3.8753 | 3.0161
2025-04-28 | 18460.8 | 443.06 | 8.012 | calibrated (EIA-923 burn / MISO MWh) | 1.034 | 3549626 | 3432.9 | 3.4329 | 3.8464 | 3.2075
2025-04-29 | 23580 | 565.921 | 8.012 | calibrated (EIA-923 burn / MISO MWh) | 1.034 | 4533941 | 4384.8 | 4.3848 | 3.9153 | 4.0969
2025-04-30 | 23821 | 571.704 | 8.012 | calibrated (EIA-923 burn / MISO MWh) | 1.034 | 4580270 | 4429.6 | 4.4296 | 3.9301 | 4.1388
2025-05-01 | 25689.5 | 616.549 | 8.448 | calibrated (EIA-923 burn / MISO MWh) | 1.0355 | 5208441 | 5030.1 | 5.0301 | 4.0336 | 4.4634
2025-05-02 | 24505.9 | 588.141 | 8.448 | calibrated (EIA-923 burn / MISO MWh) | 1.0355 | 4968457 | 4798.3 | 4.7983 | 4.1357 | 4.2578
2025-05-03 | 22452.9 | 538.87 | 8.448 | calibrated (EIA-923 burn / MISO MWh) | 1.0355 | 4552228 | 4396.3 | 4.3963 | 4.2429 | 3.9011
2025-05-04 | 19842.2 | 476.213 | 8.448 | calibrated (EIA-923 burn / MISO MWh) | 1.0355 | 4022918 | 3885.2 | 3.8852 | 4.3367 | 3.4475
2025-05-05 | 23780.9 | 570.741 | 8.448 | calibrated (EIA-923 burn / MISO MWh) | 1.0355 | 4821470 | 4656.4 | 4.6564 | 4.5115 | 4.1318
2025-05-06 | 24613.1 | 590.713 | 8.448 | calibrated (EIA-923 burn / MISO MWh) | 1.0355 | 4990188 | 4819.3 | 4.8193 | 4.5736 | 4.2764
2025-05-07 | 21606.4 | 518.554 | 8.448 | calibrated (EIA-923 burn / MISO MWh) | 1.0355 | 4380602 | 4230.6 | 4.2306 | 4.5452 | 3.754
2025-05-08 | 21784.9 | 522.837 | 8.448 | calibrated (EIA-923 burn / MISO MWh) | 1.0355 | 4416787 | 4265.5 | 4.2655 | 4.4359 | 3.785
2025-05-09 | 20198.2 | 484.756 | 8.448 | calibrated (EIA-923 burn / MISO MWh) | 1.0355 | 4095088 | 3954.8 | 3.9548 | 4.3154 | 3.5093
2025-05-10 | 15405.9 | 369.741 | 8.448 | calibrated (EIA-923 burn / MISO MWh) | 1.0355 | 3123470 | 3016.5 | 3.0165 | 4.1183 | 2.6767
2025-05-11 | 14249 | 341.977 | 8.448 | calibrated (EIA-923 burn / MISO MWh) | 1.0355 | 2888930 | 2790 | 2.79 | 3.9619 | 2.4757
2025-05-12 | 21108.5 | 506.603 | 8.448 | calibrated (EIA-923 burn / MISO MWh) | 1.0355 | 4279647 | 4133.1 | 4.1331 | 3.8871 | 3.6675
2025-05-13 | 23659.3 | 567.822 | 8.448 | calibrated (EIA-923 burn / MISO MWh) | 1.0355 | 4796811 | 4632.5 | 4.6325 | 3.8604 | 4.1107
2025-05-14 | 26000.7 | 624.018 | 8.448 | calibrated (EIA-923 burn / MISO MWh) | 1.0355 | 5271533 | 5091 | 5.091 | 3.9834 | 4.5175
2025-05-15 | 26167.3 | 628.014 | 8.448 | calibrated (EIA-923 burn / MISO MWh) | 1.0355 | 5305296 | 5123.6 | 5.1236 | 4.1059 | 4.5464
2025-05-16 | 23739 | 569.737 | 8.448 | calibrated (EIA-923 burn / MISO MWh) | 1.0355 | 4812985 | 4648.2 | 4.6482 | 4.205 | 4.1245
2025-05-17 | 18665.1 | 447.963 | 8.448 | calibrated (EIA-923 burn / MISO MWh) | 1.0355 | 3784276 | 3654.7 | 3.6547 | 4.2962 | 3.243
2025-05-18 | 20333.5 | 488.004 | 8.448 | calibrated (EIA-923 burn / MISO MWh) | 1.0355 | 4122529 | 3981.3 | 3.9813 | 4.4663 | 3.5328
2025-05-19 | 22091.9 | 530.207 | 8.448 | calibrated (EIA-923 burn / MISO MWh) | 1.0355 | 4479043 | 4325.7 | 4.3257 | 4.4939 | 3.8384
2025-05-20 | 23721.1 | 569.307 | 8.448 | calibrated (EIA-923 burn / MISO MWh) | 1.0355 | 4809349 | 4644.6 | 4.6446 | 4.4956 | 4.1214
2025-05-21 | 22812.1 | 547.491 | 8.448 | calibrated (EIA-923 burn / MISO MWh) | 1.0355 | 4625059 | 4466.7 | 4.4667 | 4.4064 | 3.9635
2025-05-22 | 25226.2 | 605.429 | 8.448 | calibrated (EIA-923 burn / MISO MWh) | 1.0355 | 5114504 | 4939.4 | 4.9394 | 4.3801 | 4.3829
2025-05-23 | 25651.8 | 615.642 | 8.448 | calibrated (EIA-923 burn / MISO MWh) | 1.0355 | 5200779 | 5022.7 | 5.0227 | 4.4336 | 4.4569
2025-05-24 | 23459.4 | 563.026 | 8.448 | calibrated (EIA-923 burn / MISO MWh) | 1.0355 | 4756293 | 4593.4 | 4.5934 | 4.5677 | 4.076
2025-05-25 | 22294.6 | 535.069 | 8.448 | calibrated (EIA-923 burn / MISO MWh) | 1.0355 | 4520123 | 4365.3 | 4.3653 | 4.6225 | 3.8736
2025-05-26 | 22003.8 | 528.09 | 8.448 | calibrated (EIA-923 burn / MISO MWh) | 1.0355 | 4461166 | 4308.4 | 4.3084 | 4.6201 | 3.823
2025-05-27 | 26028.3 | 624.68 | 8.448 | calibrated (EIA-923 burn / MISO MWh) | 1.0355 | 5277127 | 5096.4 | 5.0964 | 4.6846 | 4.5223
2025-05-28 | 27869.8 | 668.875 | 8.448 | calibrated (EIA-923 burn / MISO MWh) | 1.0355 | 5650476 | 5457 | 5.457 | 4.8261 | 4.8422
2025-05-29 | 27363.3 | 656.719 | 8.448 | calibrated (EIA-923 burn / MISO MWh) | 1.0355 | 5547787 | 5357.8 | 5.3578 | 4.8859 | 4.7542
2025-05-30 | 23208.8 | 557.011 | 8.448 | calibrated (EIA-923 burn / MISO MWh) | 1.0355 | 4705478 | 4544.3 | 4.5443 | 4.8175 | 4.0324
2025-05-31 | 20358.2 | 488.596 | 8.448 | calibrated (EIA-923 burn / MISO MWh) | 1.0355 | 4127531 | 3986.2 | 3.9862 | 4.7308 | 3.5371
2025-06-01 | 23607.2 | 566.573 | 8.248 | calibrated (EIA-923 burn / MISO MWh) | 1.0366 | 4673115 | 4508 | 4.508 | 4.7512 | 4.1016
2025-06-02 | 25321.7 | 607.721 | 8.248 | calibrated (EIA-923 burn / MISO MWh) | 1.0366 | 5012510 | 4835.4 | 4.8354 | 4.8264 | 4.3995
2025-06-03 | 26848.1 | 644.355 | 8.248 | calibrated (EIA-923 burn / MISO MWh) | 1.0366 | 5314664 | 5126.9 | 5.1269 | 4.8308 | 4.6647
2025-06-04 | 34097.7 | 818.346 | 8.248 | calibrated (EIA-923 burn / MISO MWh) | 1.0366 | 6749750 | 6511.3 | 6.5113 | 4.9814 | 5.9243
2025-06-05 | 34507.4 | 828.178 | 8.248 | calibrated (EIA-923 burn / MISO MWh) | 1.0366 | 6830846 | 6589.5 | 6.5895 | 5.1574 | 5.9955
2025-06-06 | 33688.3 | 808.519 | 8.248 | calibrated (EIA-923 burn / MISO MWh) | 1.0366 | 6668702 | 6433.1 | 6.4331 | 5.4272 | 5.8532
2025-06-07 | 29569.6 | 709.671 | 8.248 | calibrated (EIA-923 burn / MISO MWh) | 1.0366 | 5853392 | 5646.6 | 5.6466 | 5.6644 | 5.1376
2025-06-08 | 25401.6 | 609.638 | 8.248 | calibrated (EIA-923 burn / MISO MWh) | 1.0366 | 5028323 | 4850.7 | 4.8507 | 5.7133 | 4.4134
2025-06-09 | 25701.6 | 616.839 | 8.248 | calibrated (EIA-923 burn / MISO MWh) | 1.0366 | 5087710 | 4908 | 4.908 | 5.7237 | 4.4655
2025-06-10 | 26935.9 | 646.462 | 8.248 | calibrated (EIA-923 burn / MISO MWh) | 1.0366 | 5332049 | 5143.7 | 5.1437 | 5.7261 | 4.68
2025-06-11 | 28358.6 | 680.605 | 8.248 | calibrated (EIA-923 burn / MISO MWh) | 1.0366 | 5613661 | 5415.3 | 5.4153 | 5.5695 | 4.9272
2025-06-12 | 30103.5 | 722.484 | 8.248 | calibrated (EIA-923 burn / MISO MWh) | 1.0366 | 5959080 | 5748.5 | 5.7485 | 5.4494 | 5.2303
2025-06-13 | 28065.4 | 673.569 | 8.248 | calibrated (EIA-923 burn / MISO MWh) | 1.0366 | 5555625 | 5359.3 | 5.3593 | 5.296 | 4.8762
2025-06-14 | 27920 | 670.079 | 8.248 | calibrated (EIA-923 burn / MISO MWh) | 1.0366 | 5526838 | 5331.6 | 5.3316 | 5.251 | 4.851
2025-06-15 | 29387.1 | 705.29 | 8.248 | calibrated (EIA-923 burn / MISO MWh) | 1.0366 | 5817260 | 5611.7 | 5.6117 | 5.3597 | 5.1059
2025-06-16 | 32450.3 | 778.807 | 8.248 | calibrated (EIA-923 burn / MISO MWh) | 1.0366 | 6423635 | 6196.7 | 6.1967 | 5.5438 | 5.6381
2025-06-17 | 38641.5 | 927.396 | 8.248 | calibrated (EIA-923 burn / MISO MWh) | 1.0366 | 7649201 | 7379 | 7.379 | 5.8632 | 6.7138
2025-06-18 | 37813.9 | 907.533 | 8.248 | calibrated (EIA-923 burn / MISO MWh) | 1.0366 | 7485371 | 7220.9 | 7.2209 | 6.1211 | 6.57
2025-06-19 | 33787.5 | 810.901 | 8.248 | calibrated (EIA-923 burn / MISO MWh) | 1.0366 | 6688345 | 6452 | 6.452 | 6.2216 | 5.8704
2025-06-20 | 28662.8 | 687.906 | 8.248 | calibrated (EIA-923 burn / MISO MWh) | 1.0366 | 5673878 | 5473.4 | 5.4734 | 6.2379 | 4.98
2025-06-21 | 29046 | 697.103 | 8.248 | calibrated (EIA-923 burn / MISO MWh) | 1.0366 | 5749735 | 5546.6 | 5.5466 | 6.2686 | 5.0466
2025-06-22 | 34216.9 | 821.205 | 8.248 | calibrated (EIA-923 burn / MISO MWh) | 1.0366 | 6773332 | 6534 | 6.534 | 6.4004 | 5.945
2025-06-23 | 41902.5 | 1005.659 | 8.248 | calibrated (EIA-923 burn / MISO MWh) | 1.0366 | 8294719 | 8001.7 | 8.0017 | 6.6582 | 7.2804
2025-06-24 | 44023.4 | 1056.561 | 8.248 | calibrated (EIA-923 burn / MISO MWh) | 1.0366 | 8714558 | 8406.7 | 8.4067 | 6.805 | 7.6488
2025-06-25 | 41556.4 | 997.353 | 8.248 | calibrated (EIA-923 burn / MISO MWh) | 1.0366 | 8226209 | 7935.6 | 7.9356 | 6.9071 | 7.2202
2025-06-26 | 40180.5 | 964.331 | 8.248 | calibrated (EIA-923 burn / MISO MWh) | 1.0366 | 7953842 | 7672.8 | 7.6728 | 7.0815 | 6.9812
2025-06-27 | 37905 | 909.721 | 8.248 | calibrated (EIA-923 burn / MISO MWh) | 1.0366 | 7503415 | 7238.3 | 7.2383 | 7.3337 | 6.5858
2025-06-28 | 33292.5 | 799.02 | 8.248 | calibrated (EIA-923 burn / MISO MWh) | 1.0366 | 6590347 | 6357.5 | 6.3575 | 7.4495 | 5.7844
2025-06-29 | 35675.1 | 856.202 | 8.248 | calibrated (EIA-923 burn / MISO MWh) | 1.0366 | 7061989 | 6812.5 | 6.8125 | 7.4893 | 6.1984
2025-06-30 | 38723.4 | 929.361 | 8.248 | calibrated (EIA-923 burn / MISO MWh) | 1.0366 | 7665411 | 7394.6 | 7.3946 | 7.4026 | 6.728
2025-07-01 | 38236.7 | 917.68 | 8.302 | calibrated (EIA-923 burn / MISO MWh) | 1.0387 | 7618311 | 7334.4 | 7.3344 | 7.2494 | 6.6434
2025-07-02 | 37538.6 | 900.926 | 8.302 | calibrated (EIA-923 burn / MISO MWh) | 1.0387 | 7479221 | 7200.5 | 7.2005 | 7.1444 | 6.5221
2025-07-03 | 37462.9 | 899.11 | 8.302 | calibrated (EIA-923 burn / MISO MWh) | 1.0387 | 7464149 | 7185.9 | 7.1859 | 7.0748 | 6.509
2025-07-04 | 31430.1 | 754.323 | 8.302 | calibrated (EIA-923 burn / MISO MWh) | 1.0387 | 6262169 | 6028.8 | 6.0288 | 6.902 | 5.4608
2025-07-05 | 33089.9 | 794.159 | 8.302 | calibrated (EIA-923 burn / MISO MWh) | 1.0387 | 6592870 | 6347.1 | 6.3471 | 6.9005 | 5.7492
2025-07-06 | 35298.2 | 847.158 | 8.302 | calibrated (EIA-923 burn / MISO MWh) | 1.0387 | 7032855 | 6770.7 | 6.7707 | 6.8946 | 6.1329
2025-07-07 | 39316.2 | 943.59 | 8.302 | calibrated (EIA-923 burn / MISO MWh) | 1.0387 | 7833403 | 7541.4 | 7.5414 | 6.9155 | 6.831
2025-07-08 | 38855.8 | 932.54 | 8.302 | calibrated (EIA-923 burn / MISO MWh) | 1.0387 | 7741673 | 7453.1 | 7.4531 | 6.9325 | 6.751
2025-07-09 | 38153.8 | 915.691 | 8.302 | calibrated (EIA-923 burn / MISO MWh) | 1.0387 | 7601791 | 7318.5 | 7.3185 | 6.9494 | 6.629
2025-07-10 | 36798.4 | 883.162 | 8.302 | calibrated (EIA-923 burn / MISO MWh) | 1.0387 | 7331752 | 7058.5 | 7.0585 | 6.9312 | 6.3935
2025-07-11 | 38605.9 | 926.542 | 8.302 | calibrated (EIA-923 burn / MISO MWh) | 1.0387 | 7691880 | 7405.2 | 7.4052 | 7.1278 | 6.7076
2025-07-12 | 34951.6 | 838.838 | 8.302 | calibrated (EIA-923 burn / MISO MWh) | 1.0387 | 6963785 | 6704.2 | 6.7042 | 7.1788 | 6.0727
2025-07-13 | 33893.6 | 813.446 | 8.302 | calibrated (EIA-923 burn / MISO MWh) | 1.0387 | 6752984 | 6501.3 | 6.5013 | 7.1403 | 5.8888
2025-07-14 | 38611.1 | 926.666 | 8.302 | calibrated (EIA-923 burn / MISO MWh) | 1.0387 | 7692909 | 7406.2 | 7.4062 | 7.121 | 6.7085
2025-07-15 | 39286.6 | 942.879 | 8.302 | calibrated (EIA-923 burn / MISO MWh) | 1.0387 | 7827501 | 7535.8 | 7.5358 | 7.1328 | 6.8259
2025-07-16 | 39008.5 | 936.203 | 8.302 | calibrated (EIA-923 burn / MISO MWh) | 1.0387 | 7772082 | 7482.4 | 7.4824 | 7.1562 | 6.7775
2025-07-17 | 37219.1 | 893.258 | 8.302 | calibrated (EIA-923 burn / MISO MWh) | 1.0387 | 7415559 | 7139.2 | 7.1392 | 7.1677 | 6.4666
2025-07-18 | 34697.7 | 832.744 | 8.302 | calibrated (EIA-923 burn / MISO MWh) | 1.0387 | 6913196 | 6655.5 | 6.6555 | 7.0606 | 6.0286
2025-07-19 | 33987.8 | 815.708 | 8.302 | calibrated (EIA-923 burn / MISO MWh) | 1.0387 | 6771769 | 6519.4 | 6.5194 | 7.0342 | 5.9052
2025-07-20 | 33646 | 807.503 | 8.302 | calibrated (EIA-923 burn / MISO MWh) | 1.0387 | 6703652 | 6453.8 | 6.4538 | 7.0275 | 5.8458
2025-07-21 | 35971 | 863.304 | 8.302 | calibrated (EIA-923 burn / MISO MWh) | 1.0387 | 7166895 | 6899.8 | 6.8998 | 6.9551 | 6.2498
2025-07-22 | 36317.6 | 871.622 | 8.302 | calibrated (EIA-923 burn / MISO MWh) | 1.0387 | 7235947 | 6966.2 | 6.9662 | 6.8738 | 6.31
2025-07-23 | 37903.5 | 909.684 | 8.302 | calibrated (EIA-923 burn / MISO MWh) | 1.0387 | 7551924 | 7270.4 | 7.2704 | 6.8435 | 6.5855
2025-07-24 | 42204 | 1012.897 | 8.302 | calibrated (EIA-923 burn / MISO MWh) | 1.0387 | 8408772 | 8095.4 | 8.0954 | 6.9801 | 7.3328
2025-07-25 | 42360.8 | 1016.66 | 8.302 | calibrated (EIA-923 burn / MISO MWh) | 1.0387 | 8440013 | 8125.4 | 8.1254 | 7.1901 | 7.36
2025-07-26 | 38818.8 | 931.651 | 8.302 | calibrated (EIA-923 burn / MISO MWh) | 1.0387 | 7734288 | 7446 | 7.446 | 7.3224 | 6.7446
2025-07-27 | 38917.3 | 934.015 | 8.302 | calibrated (EIA-923 burn / MISO MWh) | 1.0387 | 7753913 | 7464.9 | 7.4649 | 7.4669 | 6.7617
2025-07-28 | 42399.3 | 1017.583 | 8.302 | calibrated (EIA-923 burn / MISO MWh) | 1.0387 | 8447668 | 8132.8 | 8.1328 | 7.643 | 7.3667
2025-07-29 | 43355.3 | 1040.527 | 8.302 | calibrated (EIA-923 burn / MISO MWh) | 1.0387 | 8638148 | 8316.2 | 8.3162 | 7.8359 | 7.5328
2025-07-30 | 42094.7 | 1010.272 | 8.302 | calibrated (EIA-923 burn / MISO MWh) | 1.0387 | 8386982 | 8074.4 | 8.0744 | 7.9507 | 7.3137
2025-07-31 | 34981.2 | 839.548 | 8.302 | calibrated (EIA-923 burn / MISO MWh) | 1.0387 | 6969676 | 6709.9 | 6.7099 | 7.7528 | 6.0778
2025-08-01 | 32290.7 | 774.976 | 8.208 | calibrated (EIA-923 burn / MISO MWh) | 1.0362 | 6361199 | 6138.7 | 6.1387 | 7.469 | 5.6103
2025-08-02 | 28911.4 | 693.875 | 8.208 | calibrated (EIA-923 burn / MISO MWh) | 1.0362 | 5695499 | 5496.3 | 5.4963 | 7.1905 | 5.0232
2025-08-03 | 28305.6 | 679.335 | 8.208 | calibrated (EIA-923 burn / MISO MWh) | 1.0362 | 5576152 | 5381.2 | 5.3812 | 6.8928 | 4.918
2025-08-04 | 35118.6 | 842.845 | 8.208 | calibrated (EIA-923 burn / MISO MWh) | 1.0362 | 6918287 | 6676.4 | 6.6764 | 6.6847 | 6.1017
2025-08-05 | 34146.7 | 819.52 | 8.208 | calibrated (EIA-923 burn / MISO MWh) | 1.0362 | 6726831 | 6491.6 | 6.4916 | 6.4241 | 5.9328
2025-08-06 | 36534.7 | 876.832 | 8.208 | calibrated (EIA-923 burn / MISO MWh) | 1.0362 | 7197259 | 6945.6 | 6.9456 | 6.2628 | 6.3477
2025-08-07 | 37879.3 | 909.103 | 8.208 | calibrated (EIA-923 burn / MISO MWh) | 1.0362 | 7462150 | 7201.2 | 7.2012 | 6.333 | 6.5813
2025-08-08 | 36063.9 | 865.534 | 8.208 | calibrated (EIA-923 burn / MISO MWh) | 1.0362 | 7104519 | 6856.1 | 6.8561 | 6.4355 | 6.2659
2025-08-09 | 36151.2 | 867.63 | 8.208 | calibrated (EIA-923 burn / MISO MWh) | 1.0362 | 7121725 | 6872.7 | 6.8727 | 6.6321 | 6.2811
2025-08-10 | 36985.5 | 887.652 | 8.208 | calibrated (EIA-923 burn / MISO MWh) | 1.0362 | 7286070 | 7031.3 | 7.0313 | 6.8678 | 6.426
2025-08-11 | 40540.6 | 972.973 | 8.208 | calibrated (EIA-923 burn / MISO MWh) | 1.0362 | 7986411 | 7707.1 | 7.7071 | 7.0151 | 7.0437
2025-08-12 | 40536.6 | 972.88 | 8.208 | calibrated (EIA-923 burn / MISO MWh) | 1.0362 | 7985642 | 7706.4 | 7.7064 | 7.1886 | 7.043
2025-08-13 | 39687.8 | 952.507 | 8.208 | calibrated (EIA-923 burn / MISO MWh) | 1.0362 | 7818416 | 7545 | 7.545 | 7.2742 | 6.8956
2025-08-14 | 36371 | 872.903 | 8.208 | calibrated (EIA-923 burn / MISO MWh) | 1.0362 | 7165011 | 6914.5 | 6.9145 | 7.2333 | 6.3193
2025-08-15 | 36845.5 | 884.291 | 8.208 | calibrated (EIA-923 burn / MISO MWh) | 1.0362 | 7258485 | 7004.7 | 7.0047 | 7.2545 | 6.4017
2025-08-16 | 36292.5 | 871.019 | 8.208 | calibrated (EIA-923 burn / MISO MWh) | 1.0362 | 7149545 | 6899.5 | 6.8995 | 7.2583 | 6.3056
2025-08-17 | 35067.4 | 841.618 | 8.208 | calibrated (EIA-923 burn / MISO MWh) | 1.0362 | 6908215 | 6666.6 | 6.6666 | 7.2063 | 6.0928
2025-08-18 | 39195.9 | 940.701 | 8.208 | calibrated (EIA-923 burn / MISO MWh) | 1.0362 | 7721511 | 7451.5 | 7.4515 | 7.1697 | 6.8101
2025-08-19 | 39919.2 | 958.06 | 8.208 | calibrated (EIA-923 burn / MISO MWh) | 1.0362 | 7864002 | 7589 | 7.589 | 7.153 | 6.9358
2025-08-20 | 37031.8 | 888.763 | 8.208 | calibrated (EIA-923 burn / MISO MWh) | 1.0362 | 7295188 | 7040.1 | 7.0401 | 7.0808 | 6.4341
2025-08-21 | 35172.7 | 844.145 | 8.208 | calibrated (EIA-923 burn / MISO MWh) | 1.0362 | 6928954 | 6686.6 | 6.6866 | 7.0483 | 6.1111
2025-08-22 | 33373.7 | 800.968 | 8.208 | calibrated (EIA-923 burn / MISO MWh) | 1.0362 | 6574549 | 6344.6 | 6.3446 | 6.954 | 5.7985
2025-08-23 | 28304.1 | 679.298 | 8.208 | calibrated (EIA-923 burn / MISO MWh) | 1.0362 | 5575850 | 5380.9 | 5.3809 | 6.737 | 4.9177
2025-08-24 | 27109 | 650.616 | 8.208 | calibrated (EIA-923 burn / MISO MWh) | 1.0362 | 5340425 | 5153.7 | 5.1537 | 6.5209 | 4.7101
2025-08-25 | 30649.8 | 735.596 | 8.208 | calibrated (EIA-923 burn / MISO MWh) | 1.0362 | 6037957 | 5826.8 | 5.8268 | 6.2888 | 5.3253
2025-08-26 | 29802.4 | 715.258 | 8.208 | calibrated (EIA-923 burn / MISO MWh) | 1.0362 | 5871017 | 5665.7 | 5.6657 | 6.0141 | 5.178
2025-08-27 | 28912.6 | 693.902 | 8.208 | calibrated (EIA-923 burn / MISO MWh) | 1.0362 | 5695721 | 5496.5 | 5.4965 | 5.7936 | 5.0234
2025-08-28 | 30693.4 | 736.641 | 8.208 | calibrated (EIA-923 burn / MISO MWh) | 1.0362 | 6046539 | 5835.1 | 5.8351 | 5.6719 | 5.3328
2025-08-29 | 30263.9 | 726.334 | 8.208 | calibrated (EIA-923 burn / MISO MWh) | 1.0362 | 5961935 | 5753.4 | 5.7534 | 5.5874 | 5.2582
2025-08-30 | 26820.2 | 643.685 | 8.208 | calibrated (EIA-923 burn / MISO MWh) | 1.0362 | 5283531 | 5098.8 | 5.0988 | 5.5471 | 4.6599
2025-08-31 | 26007.7 | 624.185 | 8.208 | calibrated (EIA-923 burn / MISO MWh) | 1.0362 | 5123469 | 4944.3 | 4.9443 | 5.5172 | 4.5187
2025-09-01 | 28067.7 | 673.625 | 7.894 | calibrated (EIA-923 burn / MISO MWh) | 1.0362 | 5317679 | 5131.8 | 5.1318 | 5.418 | 4.8766
2025-09-02 | 31483.7 | 755.608 | 7.894 | calibrated (EIA-923 burn / MISO MWh) | 1.0362 | 5964861 | 5756.4 | 5.7564 | 5.4309 | 5.4701
2025-09-03 | 28859.2 | 692.62 | 7.894 | calibrated (EIA-923 burn / MISO MWh) | 1.0362 | 5467630 | 5276.5 | 5.2765 | 5.3995 | 5.0141
2025-09-04 | 26435.4 | 634.449 | 7.894 | calibrated (EIA-923 burn / MISO MWh) | 1.0362 | 5008418 | 4833.4 | 4.8334 | 5.2564 | 4.593
2025-09-05 | 23403.8 | 561.692 | 7.894 | calibrated (EIA-923 burn / MISO MWh) | 1.0362 | 4434062 | 4279.1 | 4.2791 | 5.0457 | 4.0663
2025-09-06 | 25086.4 | 602.074 | 7.894 | calibrated (EIA-923 burn / MISO MWh) | 1.0362 | 4752848 | 4586.7 | 4.5867 | 4.9726 | 4.3586
2025-09-07 | 24959.5 | 599.027 | 7.894 | calibrated (EIA-923 burn / MISO MWh) | 1.0362 | 4728792 | 4563.5 | 4.5635 | 4.9182 | 4.3366
2025-09-08 | 21284.4 | 510.826 | 7.894 | calibrated (EIA-923 burn / MISO MWh) | 1.0362 | 4032523 | 3891.6 | 3.8916 | 4.741 | 3.6981
2025-09-09 | 26082.4 | 625.978 | 7.894 | calibrated (EIA-923 burn / MISO MWh) | 1.0362 | 4941550 | 4768.8 | 4.7688 | 4.5999 | 4.5317
2025-09-10 | 31099.1 | 746.379 | 7.894 | calibrated (EIA-923 burn / MISO MWh) | 1.0362 | 5892010 | 5686.1 | 5.6861 | 4.6585 | 5.4033
2025-09-11 | 31799.1 | 763.177 | 7.894 | calibrated (EIA-923 burn / MISO MWh) | 1.0362 | 6024614 | 5814 | 5.814 | 4.7986 | 5.5249
2025-09-12 | 29559 | 709.417 | 7.894 | calibrated (EIA-923 burn / MISO MWh) | 1.0362 | 5600221 | 5404.5 | 5.4045 | 4.9593 | 5.1357
2025-09-13 | 30169.8 | 724.076 | 7.894 | calibrated (EIA-923 burn / MISO MWh) | 1.0362 | 5715942 | 5516.2 | 5.5162 | 5.0921 | 5.2419
2025-09-14 | 30841.6 | 740.197 | 7.894 | calibrated (EIA-923 burn / MISO MWh) | 1.0362 | 5843207 | 5639 | 5.639 | 5.2457 | 5.3586
2025-09-15 | 34057.1 | 817.371 | 7.894 | calibrated (EIA-923 burn / MISO MWh) | 1.0362 | 6452424 | 6226.9 | 6.2269 | 5.5794 | 5.9173
2025-09-16 | 35285.8 | 846.859 | 7.894 | calibrated (EIA-923 burn / MISO MWh) | 1.0362 | 6685205 | 6451.5 | 6.4515 | 5.8197 | 6.1307
2025-09-17 | 36040.6 | 864.974 | 7.894 | calibrated (EIA-923 burn / MISO MWh) | 1.0362 | 6828206 | 6589.5 | 6.5895 | 5.9488 | 6.2619
2025-09-18 | 36211.1 | 869.065 | 7.894 | calibrated (EIA-923 burn / MISO MWh) | 1.0362 | 6860506 | 6620.7 | 6.6207 | 6.064 | 6.2915
2025-09-19 | 34848.8 | 836.37 | 7.894 | calibrated (EIA-923 burn / MISO MWh) | 1.0362 | 6602406 | 6371.6 | 6.3716 | 6.2022 | 6.0548
2025-09-20 | 30812.7 | 739.505 | 7.894 | calibrated (EIA-923 burn / MISO MWh) | 1.0362 | 5837738 | 5633.7 | 5.6337 | 6.219 | 5.3536
2025-09-21 | 30771.5 | 738.516 | 7.894 | calibrated (EIA-923 burn / MISO MWh) | 1.0362 | 5829935 | 5626.2 | 5.6262 | 6.2172 | 5.3464
2025-09-22 | 33852.6 | 812.463 | 7.894 | calibrated (EIA-923 burn / MISO MWh) | 1.0362 | 6413681 | 6189.5 | 6.1895 | 6.2118 | 5.8817
2025-09-23 | 36386.1 | 873.266 | 7.894 | calibrated (EIA-923 burn / MISO MWh) | 1.0362 | 6893665 | 6652.7 | 6.6527 | 6.2406 | 6.3219
2025-09-24 | 36421.9 | 874.126 | 7.894 | calibrated (EIA-923 burn / MISO MWh) | 1.0362 | 6900458 | 6659.3 | 6.6593 | 6.2505 | 6.3281
2025-09-25 | 33954.2 | 814.9 | 7.894 | calibrated (EIA-923 burn / MISO MWh) | 1.0362 | 6432920 | 6208.1 | 6.2081 | 6.1916 | 5.8994
2025-09-26 | 30483.1 | 731.593 | 7.894 | calibrated (EIA-923 burn / MISO MWh) | 1.0362 | 5775286 | 5573.4 | 5.5734 | 6.0776 | 5.2963
2025-09-27 | 27098.6 | 650.366 | 7.894 | calibrated (EIA-923 burn / MISO MWh) | 1.0362 | 5134064 | 4954.6 | 4.9546 | 5.9805 | 4.7082
2025-09-28 | 27360.1 | 656.642 | 7.894 | calibrated (EIA-923 burn / MISO MWh) | 1.0362 | 5183610 | 5002.4 | 5.0024 | 5.8914 | 4.7537
2025-09-29 | 31357.2 | 752.573 | 7.894 | calibrated (EIA-923 burn / MISO MWh) | 1.0362 | 5940900 | 5733.3 | 5.7333 | 5.8263 | 5.4482
2025-09-30 | 29412.8 | 705.907 | 7.894 | calibrated (EIA-923 burn / MISO MWh) | 1.0362 | 5572512 | 5377.7 | 5.3777 | 5.6441 | 5.1103
2025-10-01 | 27003.1 | 648.073 | 8.178 | calibrated (EIA-923 burn / MISO MWh) | 1.0345 | 5300063 | 5123.1 | 5.1231 | 5.4247 | 4.6917
2025-10-02 | 27265.8 | 654.379 | 8.178 | calibrated (EIA-923 burn / MISO MWh) | 1.0345 | 5351635 | 5172.9 | 5.1729 | 5.2768 | 4.7373
2025-10-03 | 26998 | 647.952 | 8.178 | calibrated (EIA-923 burn / MISO MWh) | 1.0345 | 5299072 | 5122.1 | 5.1221 | 5.2123 | 4.6908
2025-10-04 | 23071.1 | 553.705 | 8.178 | calibrated (EIA-923 burn / MISO MWh) | 1.0345 | 4528305 | 4377.1 | 4.3771 | 5.1298 | 4.0085
2025-10-05 | 21966.4 | 527.194 | 8.178 | calibrated (EIA-923 burn / MISO MWh) | 1.0345 | 4311487 | 4167.5 | 4.1675 | 5.0105 | 3.8166
2025-10-06 | 29659 | 711.815 | 8.178 | calibrated (EIA-923 burn / MISO MWh) | 1.0345 | 5821356 | 5627 | 5.627 | 4.9953 | 5.1531
2025-10-07 | 30094.4 | 722.266 | 8.178 | calibrated (EIA-923 burn / MISO MWh) | 1.0345 | 5906825 | 5709.6 | 5.7096 | 5.0427 | 5.2288
2025-10-08 | 26045.3 | 625.087 | 8.178 | calibrated (EIA-923 burn / MISO MWh) | 1.0345 | 5112078 | 4941.4 | 4.9414 | 5.0168 | 4.5252
2025-10-09 | 22453.3 | 538.879 | 8.178 | calibrated (EIA-923 burn / MISO MWh) | 1.0345 | 4407050 | 4259.9 | 4.2599 | 4.8864 | 3.9011
2025-10-10 | 24210.1 | 581.043 | 8.178 | calibrated (EIA-923 burn / MISO MWh) | 1.0345 | 4751878 | 4593.2 | 4.5932 | 4.8108 | 4.2064
2025-10-11 | 21413.2 | 513.917 | 8.178 | calibrated (EIA-923 burn / MISO MWh) | 1.0345 | 4202907 | 4062.6 | 4.0626 | 4.7659 | 3.7204
2025-10-12 | 18780 | 450.72 | 8.178 | calibrated (EIA-923 burn / MISO MWh) | 1.0345 | 3686073 | 3563 | 3.563 | 4.6795 | 3.2629
2025-10-13 | 26352.4 | 632.458 | 8.178 | calibrated (EIA-923 burn / MISO MWh) | 1.0345 | 5172361 | 4999.6 | 4.9996 | 4.5899 | 4.5786
2025-10-14 | 27915.6 | 669.974 | 8.178 | calibrated (EIA-923 burn / MISO MWh) | 1.0345 | 5479173 | 5296.2 | 5.2962 | 4.5308 | 4.8502
2025-10-15 | 29375.8 | 705.02 | 8.178 | calibrated (EIA-923 burn / MISO MWh) | 1.0345 | 5765781 | 5573.2 | 5.5732 | 4.6211 | 5.1039
2025-10-16 | 24345.5 | 584.292 | 8.178 | calibrated (EIA-923 burn / MISO MWh) | 1.0345 | 4778451 | 4618.9 | 4.6189 | 4.6724 | 4.2299
2025-10-17 | 25019.2 | 600.462 | 8.178 | calibrated (EIA-923 burn / MISO MWh) | 1.0345 | 4910688 | 4746.7 | 4.7467 | 4.6943 | 4.347
2025-10-18 | 25907.3 | 621.776 | 8.178 | calibrated (EIA-923 burn / MISO MWh) | 1.0345 | 5084999 | 4915.2 | 4.9152 | 4.8161 | 4.5013
2025-10-19 | 22095.3 | 530.286 | 8.178 | calibrated (EIA-923 burn / MISO MWh) | 1.0345 | 4336780 | 4192 | 4.192 | 4.906 | 3.8389
2025-10-20 | 21428.7 | 514.289 | 8.178 | calibrated (EIA-923 burn / MISO MWh) | 1.0345 | 4205950 | 4065.5 | 4.0655 | 4.7725 | 3.7231
2025-10-21 | 21692.6 | 520.621 | 8.178 | calibrated (EIA-923 burn / MISO MWh) | 1.0345 | 4257736 | 4115.6 | 4.1156 | 4.6039 | 3.769
2025-10-22 | 24861.8 | 596.682 | 8.178 | calibrated (EIA-923 burn / MISO MWh) | 1.0345 | 4879780 | 4716.8 | 4.7168 | 4.4815 | 4.3196
2025-10-23 | 28062.5 | 673.5 | 8.178 | calibrated (EIA-923 burn / MISO MWh) | 1.0345 | 5508009 | 5324.1 | 5.3241 | 4.5823 | 4.8757
2025-10-24 | 27222.3 | 653.336 | 8.178 | calibrated (EIA-923 burn / MISO MWh) | 1.0345 | 5343098 | 5164.7 | 5.1647 | 4.642 | 4.7297
2025-10-25 | 23602.3 | 566.454 | 8.178 | calibrated (EIA-923 burn / MISO MWh) | 1.0345 | 4632569 | 4477.9 | 4.4779 | 4.5795 | 4.1008
2025-10-26 | 21091.4 | 506.193 | 8.178 | calibrated (EIA-923 burn / MISO MWh) | 1.0345 | 4139737 | 4001.5 | 4.0015 | 4.5523 | 3.6645
2025-10-27 | 22595.1 | 542.282 | 8.178 | calibrated (EIA-923 burn / MISO MWh) | 1.0345 | 4434879 | 4286.8 | 4.2868 | 4.5839 | 3.9258
2025-10-28 | 25272.8 | 606.547 | 8.178 | calibrated (EIA-923 burn / MISO MWh) | 1.0345 | 4960457 | 4794.8 | 4.7948 | 4.6809 | 4.391
2025-10-29 | 24473.3 | 587.359 | 8.178 | calibrated (EIA-923 burn / MISO MWh) | 1.0345 | 4803532 | 4643.1 | 4.6431 | 4.6704 | 4.2521
2025-10-30 | 28453.2 | 682.877 | 8.178 | calibrated (EIA-923 burn / MISO MWh) | 1.0345 | 5584695 | 5398.2 | 5.3982 | 4.681 | 4.9436
2025-10-31 | 24858.9 | 596.614 | 8.178 | calibrated (EIA-923 burn / MISO MWh) | 1.0345 | 4879217 | 4716.3 | 4.7163 | 4.6169 | 4.3191
2025-11-01 | 26555.8 | 637.338 | 8.191 | calibrated (EIA-923 burn / MISO MWh) | 1.0357 | 5220201 | 5040.2 | 5.0402 | 4.6973 | 4.6139
2025-11-02 | 21217.3 | 509.215 | 8.191 | calibrated (EIA-923 burn / MISO MWh) | 1.0357 | 4170788 | 4027 | 4.027 | 4.7009 | 3.6864
2025-11-03 | 24076.9 | 577.846 | 8.191 | calibrated (EIA-923 burn / MISO MWh) | 1.0357 | 4732921 | 4569.8 | 4.5698 | 4.7413 | 4.1832
2025-11-04 | 23706.6 | 568.959 | 8.191 | calibrated (EIA-923 burn / MISO MWh) | 1.0357 | 4660130 | 4499.5 | 4.4995 | 4.6992 | 4.1189
2025-11-05 | 22819.6 | 547.67 | 8.191 | calibrated (EIA-923 burn / MISO MWh) | 1.0357 | 4485763 | 4331.1 | 4.3311 | 4.6546 | 3.9648
2025-11-06 | 23212.4 | 557.098 | 8.191 | calibrated (EIA-923 burn / MISO MWh) | 1.0357 | 4562981 | 4405.7 | 4.4057 | 4.5128 | 4.033
2025-11-07 | 21781.5 | 522.756 | 8.191 | calibrated (EIA-923 burn / MISO MWh) | 1.0357 | 4281700 | 4134.1 | 4.1341 | 4.4296 | 3.7844
2025-11-08 | 25976 | 623.424 | 8.191 | calibrated (EIA-923 burn / MISO MWh) | 1.0357 | 5106231 | 4930.2 | 4.9302 | 4.4139 | 4.5132
2025-11-09 | 20536.5 | 492.877 | 8.191 | calibrated (EIA-923 burn / MISO MWh) | 1.0357 | 4036970 | 3897.8 | 3.8978 | 4.3954 | 3.5681
2025-11-10 | 30495.4 | 731.889 | 8.191 | calibrated (EIA-923 burn / MISO MWh) | 1.0357 | 5994628 | 5788 | 5.788 | 4.5695 | 5.2984
2025-11-11 | 27163.7 | 651.928 | 8.191 | calibrated (EIA-923 burn / MISO MWh) | 1.0357 | 5339704 | 5155.6 | 5.1556 | 4.6632 | 4.7196
2025-11-12 | 25390.4 | 609.37 | 8.191 | calibrated (EIA-923 burn / MISO MWh) | 1.0357 | 4991125 | 4819.1 | 4.8191 | 4.7329 | 4.4115
2025-11-13 | 27048.4 | 649.16 | 8.191 | calibrated (EIA-923 burn / MISO MWh) | 1.0357 | 5317032 | 5133.7 | 5.1337 | 4.8369 | 4.6995
2025-11-14 | 25172.5 | 604.139 | 8.191 | calibrated (EIA-923 burn / MISO MWh) | 1.0357 | 4948282 | 4777.7 | 4.7777 | 4.9289 | 4.3736
2025-11-15 | 18045.2 | 433.085 | 8.191 | calibrated (EIA-923 burn / MISO MWh) | 1.0357 | 3547241 | 3425 | 3.425 | 4.7138 | 3.1353
2025-11-16 | 22828.6 | 547.887 | 8.191 | calibrated (EIA-923 burn / MISO MWh) | 1.0357 | 4487535 | 4332.8 | 4.3328 | 4.776 | 3.9664
2025-11-17 | 25958.6 | 623.007 | 8.191 | calibrated (EIA-923 burn / MISO MWh) | 1.0357 | 5102816 | 4926.9 | 4.9269 | 4.653 | 4.5102
2025-11-18 | 32146.7 | 771.52 | 8.191 | calibrated (EIA-923 burn / MISO MWh) | 1.0357 | 6319235 | 6101.4 | 6.1014 | 4.7881 | 5.5853
2025-11-19 | 34301 | 823.223 | 8.191 | calibrated (EIA-923 burn / MISO MWh) | 1.0357 | 6742717 | 6510.3 | 6.5103 | 5.0297 | 5.9596
2025-11-20 | 32840.7 | 788.177 | 8.191 | calibrated (EIA-923 burn / MISO MWh) | 1.0357 | 6455663 | 6233.1 | 6.2331 | 5.1867 | 5.7059
2025-11-21 | 30398.5 | 729.564 | 8.191 | calibrated (EIA-923 burn / MISO MWh) | 1.0357 | 5975585 | 5769.6 | 5.7696 | 5.3284 | 5.2816
2025-11-22 | 23075 | 553.801 | 8.191 | calibrated (EIA-923 burn / MISO MWh) | 1.0357 | 4535979 | 4379.6 | 4.3796 | 5.4648 | 4.0092
2025-11-23 | 20423.1 | 490.155 | 8.191 | calibrated (EIA-923 burn / MISO MWh) | 1.0357 | 4014682 | 3876.3 | 3.8763 | 5.3996 | 3.5484
2025-11-24 | 26877.9 | 645.07 | 8.191 | calibrated (EIA-923 burn / MISO MWh) | 1.0357 | 5283527 | 5101.4 | 5.1014 | 5.4245 | 4.6699
2025-11-25 | 24562.3 | 589.495 | 8.191 | calibrated (EIA-923 burn / MISO MWh) | 1.0357 | 4828337 | 4661.9 | 4.6619 | 5.2189 | 4.2676
2025-11-26 | 18549 | 445.177 | 8.191 | calibrated (EIA-923 burn / MISO MWh) | 1.0357 | 3646280 | 3520.6 | 3.5206 | 4.7918 | 3.2228
2025-11-27 | 17579.6 | 421.91 | 8.191 | calibrated (EIA-923 burn / MISO MWh) | 1.0357 | 3455706 | 3336.6 | 3.3366 | 4.378 | 3.0544
2025-11-28 | 24162.5 | 579.901 | 8.191 | calibrated (EIA-923 burn / MISO MWh) | 1.0357 | 4749751 | 4586 | 4.586 | 4.2089 | 4.1981
2025-11-29 | 21861.3 | 524.672 | 8.191 | calibrated (EIA-923 burn / MISO MWh) | 1.0357 | 4297390 | 4149.2 | 4.1492 | 4.176 | 3.7983
2025-11-30 | 22558.9 | 541.413 | 8.191 | calibrated (EIA-923 burn / MISO MWh) | 1.0357 | 4434509 | 4281.6 | 4.2816 | 4.2339 | 3.9195
2025-12-01 | 34924.1 | 838.179 | 7.646 | calibrated (EIA-923 burn / MISO MWh) | 1.0368 | 6408741 | 6181.3 | 6.1813 | 4.3882 | 6.0679
2025-12-02 | 33327.7 | 799.864 | 7.646 | calibrated (EIA-923 burn / MISO MWh) | 1.0368 | 6115786 | 5898.7 | 5.8987 | 4.5649 | 5.7905
2025-12-03 | 29081.5 | 697.956 | 7.646 | calibrated (EIA-923 burn / MISO MWh) | 1.0368 | 5336594 | 5147.2 | 5.1472 | 4.7972 | 5.0528
2025-12-04 | 30242.6 | 725.822 | 7.646 | calibrated (EIA-923 burn / MISO MWh) | 1.0368 | 5549658 | 5352.7 | 5.3527 | 5.0852 | 5.2545
2025-12-05 | 28829.4 | 691.905 | 7.646 | calibrated (EIA-923 burn / MISO MWh) | 1.0368 | 5290322 | 5102.6 | 5.1026 | 5.159 | 5.009
2025-12-06 | 26854.6 | 644.51 | 7.646 | calibrated (EIA-923 burn / MISO MWh) | 1.0368 | 4927944 | 4753 | 4.753 | 5.2453 | 4.6659
2025-12-07 | 25666.9 | 616.005 | 7.646 | calibrated (EIA-923 burn / MISO MWh) | 1.0368 | 4709991 | 4542.8 | 4.5428 | 5.2826 | 4.4595
2025-12-08 | 32051 | 769.225 | 7.646 | calibrated (EIA-923 burn / MISO MWh) | 1.0368 | 5881517 | 5672.8 | 5.6728 | 5.21 | 5.5687
2025-12-09 | 28672.2 | 688.132 | 7.646 | calibrated (EIA-923 burn / MISO MWh) | 1.0368 | 5261479 | 5074.7 | 5.0747 | 5.0923 | 4.9817
2025-12-10 | 24834.1 | 596.018 | 7.646 | calibrated (EIA-923 burn / MISO MWh) | 1.0368 | 4557169 | 4395.4 | 4.3954 | 4.9849 | 4.3148
2025-12-11 | 34000.8 | 816.02 | 7.646 | calibrated (EIA-923 burn / MISO MWh) | 1.0368 | 6239312 | 6017.9 | 6.0179 | 5.0799 | 5.9075
2025-12-12 | 28815.4 | 691.569 | 7.646 | calibrated (EIA-923 burn / MISO MWh) | 1.0368 | 5287756 | 5100.1 | 5.1001 | 5.0795 | 5.0065
2025-12-13 | 25542.1 | 613.009 | 7.646 | calibrated (EIA-923 burn / MISO MWh) | 1.0368 | 4687087 | 4520.7 | 4.5207 | 5.0463 | 4.4378
2025-12-14 | 30166.4 | 723.993 | 7.646 | calibrated (EIA-923 burn / MISO MWh) | 1.0368 | 5535670 | 5339.2 | 5.3392 | 5.1601 | 5.2413
2025-12-15 | 35857.7 | 860.585 | 7.646 | calibrated (EIA-923 burn / MISO MWh) | 1.0368 | 6580056 | 6346.5 | 6.3465 | 5.2564 | 6.2301
2025-12-16 | 27700.1 | 664.802 | 7.646 | calibrated (EIA-923 burn / MISO MWh) | 1.0368 | 5083091 | 4902.7 | 4.9027 | 5.2318 | 4.8128
2025-12-17 | 24954.6 | 598.91 | 7.646 | calibrated (EIA-923 burn / MISO MWh) | 1.0368 | 4579285 | 4416.8 | 4.4168 | 5.2348 | 4.3357
2025-12-18 | 19453 | 466.873 | 7.646 | calibrated (EIA-923 burn / MISO MWh) | 1.0368 | 3569726 | 3443 | 3.443 | 4.867 | 3.3799
2025-12-19 | 22969.7 | 551.273 | 7.646 | calibrated (EIA-923 burn / MISO MWh) | 1.0368 | 4215052 | 4065.4 | 4.0654 | 4.7192 | 3.9909
2025-12-20 | 21825.4 | 523.808 | 7.646 | calibrated (EIA-923 burn / MISO MWh) | 1.0368 | 4005054 | 3862.9 | 3.8629 | 4.6252 | 3.792
2025-12-21 | 22681.5 | 544.356 | 7.646 | calibrated (EIA-923 burn / MISO MWh) | 1.0368 | 4162162 | 4014.4 | 4.0144 | 4.436 | 3.9408
2025-12-22 | 24901 | 597.623 | 7.646 | calibrated (EIA-923 burn / MISO MWh) | 1.0368 | 4569443 | 4407.3 | 4.4073 | 4.1589 | 4.3264
2025-12-23 | 24405.6 | 585.733 | 7.646 | calibrated (EIA-923 burn / MISO MWh) | 1.0368 | 4478533 | 4319.6 | 4.3196 | 4.0756 | 4.2403
2025-12-24 | 21764.6 | 522.351 | 7.646 | calibrated (EIA-923 burn / MISO MWh) | 1.0368 | 3993908 | 3852.2 | 3.8522 | 3.995 | 3.7815
2025-12-25 | 18929.1 | 454.299 | 7.646 | calibrated (EIA-923 burn / MISO MWh) | 1.0368 | 3473585 | 3350.3 | 3.3503 | 3.9817 | 3.2888
2025-12-26 | 22402.2 | 537.654 | 7.646 | calibrated (EIA-923 burn / MISO MWh) | 1.0368 | 4110916 | 3965 | 3.965 | 3.9674 | 3.8923
2025-12-27 | 20478.9 | 491.493 | 7.646 | calibrated (EIA-923 burn / MISO MWh) | 1.0368 | 3757970 | 3624.6 | 3.6246 | 3.9333 | 3.5581
2025-12-28 | 18506.1 | 444.147 | 7.646 | calibrated (EIA-923 burn / MISO MWh) | 1.0368 | 3395961 | 3275.4 | 3.2754 | 3.8278 | 3.2153
2025-12-29 | 23366.9 | 560.805 | 7.646 | calibrated (EIA-923 burn / MISO MWh) | 1.0368 | 4287929 | 4135.7 | 4.1357 | 3.789 | 4.0599
2025-12-30 | 28608.4 | 686.601 | 7.646 | calibrated (EIA-923 burn / MISO MWh) | 1.0368 | 5249774 | 5063.4 | 5.0634 | 3.8952 | 4.9706
2025-12-31 | 25467.5 | 611.22 | 7.646 | calibrated (EIA-923 burn / MISO MWh) | 1.0368 | 4673404 | 4507.5 | 4.5075 | 3.9889 | 4.4249
2026-01-01 | 29185.3 | 700.448 | 7.755 | calibrated, partial plant sample: EIA-923 net-MWh heat rate x Jan/25 MISO/EIA factor | 1.0367 | 5432288 | 5240.1 | 5.2401 | 4.2588 | 5.0708
2026-01-02 | 29841 | 716.183 | 7.755 | calibrated, partial plant sample: EIA-923 net-MWh heat rate x Jan/25 MISO/EIA factor | 1.0367 | 5554317 | 5357.8 | 5.3578 | 4.4578 | 5.1847
2026-01-03 | 29778.8 | 714.691 | 7.755 | calibrated, partial plant sample: EIA-923 net-MWh heat rate x Jan/25 MISO/EIA factor | 1.0367 | 5542746 | 5346.7 | 5.3467 | 4.7038 | 5.1739
2026-01-04 | 24468.5 | 587.244 | 7.755 | calibrated, partial plant sample: EIA-923 net-MWh heat rate x Jan/25 MISO/EIA factor | 1.0367 | 4554343 | 4393.2 | 4.3932 | 4.8635 | 4.2513
2026-01-05 | 27190 | 652.56 | 7.755 | calibrated, partial plant sample: EIA-923 net-MWh heat rate x Jan/25 MISO/EIA factor | 1.0367 | 5060896 | 4881.9 | 4.8819 | 4.9701 | 4.7241
2026-01-06 | 26199.5 | 628.788 | 7.755 | calibrated, partial plant sample: EIA-923 net-MWh heat rate x Jan/25 MISO/EIA factor | 1.0367 | 4876531 | 4704 | 4.704 | 4.9188 | 4.552
2026-01-07 | 25681.5 | 616.355 | 7.755 | calibrated, partial plant sample: EIA-923 net-MWh heat rate x Jan/25 MISO/EIA factor | 1.0367 | 4780110 | 4611 | 4.611 | 4.9336 | 4.462
2026-01-08 | 23075.4 | 553.809 | 7.755 | calibrated, partial plant sample: EIA-923 net-MWh heat rate x Jan/25 MISO/EIA factor | 1.0367 | 4295032 | 4143.1 | 4.1431 | 4.7768 | 4.0092
2026-01-09 | 23765.8 | 570.379 | 7.755 | calibrated, partial plant sample: EIA-923 net-MWh heat rate x Jan/25 MISO/EIA factor | 1.0367 | 4423545 | 4267.1 | 4.2671 | 4.621 | 4.1292
2026-01-10 | 23614.7 | 566.754 | 7.755 | calibrated, partial plant sample: EIA-923 net-MWh heat rate x Jan/25 MISO/EIA factor | 1.0367 | 4395427 | 4239.9 | 4.2399 | 4.4629 | 4.1029
2026-01-11 | 23821.2 | 571.709 | 7.755 | calibrated, partial plant sample: EIA-923 net-MWh heat rate x Jan/25 MISO/EIA factor | 1.0367 | 4433856 | 4277 | 4.277 | 4.4463 | 4.1388
2026-01-12 | 27783.6 | 666.806 | 7.755 | calibrated, partial plant sample: EIA-923 net-MWh heat rate x Jan/25 MISO/EIA factor | 1.0367 | 5171374 | 4988.4 | 4.9884 | 4.4615 | 4.8273
2026-01-13 | 23178 | 556.273 | 7.755 | calibrated, partial plant sample: EIA-923 net-MWh heat rate x Jan/25 MISO/EIA factor | 1.0367 | 4314145 | 4161.5 | 4.1615 | 4.384 | 4.0271
2026-01-14 | 24481.9 | 587.566 | 7.755 | calibrated, partial plant sample: EIA-923 net-MWh heat rate x Jan/25 MISO/EIA factor | 1.0367 | 4556838 | 4395.7 | 4.3957 | 4.3533 | 4.2536
2026-01-15 | 31275 | 750.6 | 7.755 | calibrated, partial plant sample: EIA-923 net-MWh heat rate x Jan/25 MISO/EIA factor | 1.0367 | 5821237 | 5615.3 | 5.6153 | 4.5636 | 5.4339
2026-01-16 | 26096.6 | 626.318 | 7.755 | calibrated, partial plant sample: EIA-923 net-MWh heat rate x Jan/25 MISO/EIA factor | 1.0367 | 4857377 | 4685.6 | 4.6856 | 4.6234 | 4.5342
2026-01-17 | 25749.6 | 617.991 | 7.755 | calibrated, partial plant sample: EIA-923 net-MWh heat rate x Jan/25 MISO/EIA factor | 1.0367 | 4792793 | 4623.3 | 4.6233 | 4.6781 | 4.4739
2026-01-18 | 29541.9 | 709.005 | 7.755 | calibrated, partial plant sample: EIA-923 net-MWh heat rate x Jan/25 MISO/EIA factor | 1.0367 | 5498647 | 5304.1 | 5.3041 | 4.8248 | 5.1328
2026-01-19 | 31590.6 | 758.175 | 7.755 | calibrated, partial plant sample: EIA-923 net-MWh heat rate x Jan/25 MISO/EIA factor | 1.0367 | 5879985 | 5672 | 5.672 | 4.9225 | 5.4887
2026-01-20 | 36211 | 869.063 | 7.755 | calibrated, partial plant sample: EIA-923 net-MWh heat rate x Jan/25 MISO/EIA factor | 1.0367 | 6739969 | 6501.6 | 6.5016 | 5.2568 | 6.2915
2026-01-21 | 26320.9 | 631.701 | 7.755 | calibrated, partial plant sample: EIA-923 net-MWh heat rate x Jan/25 MISO/EIA factor | 1.0367 | 4899126 | 4725.8 | 4.7258 | 5.304 | 4.5731
2026-01-22 | 22563.2 | 541.517 | 7.755 | calibrated, partial plant sample: EIA-923 net-MWh heat rate x Jan/25 MISO/EIA factor | 1.0367 | 4199708 | 4051.2 | 4.0512 | 5.0805 | 3.9203
2026-01-23 | 28753.3 | 690.079 | 7.755 | calibrated, partial plant sample: EIA-923 net-MWh heat rate x Jan/25 MISO/EIA factor | 1.0367 | 5351869 | 5162.6 | 5.1626 | 5.1486 | 4.9957
2026-01-25 | 35246.8 | 845.923 | 7.755 | calibrated, partial plant sample: EIA-923 net-MWh heat rate x Jan/25 MISO/EIA factor | 1.0367 | 6560512 | 6328.5 | 6.3285 | 5.3922 | 6.124
2026-01-26 | 33631.9 | 807.166 | 7.755 | calibrated, partial plant sample: EIA-923 net-MWh heat rate x Jan/25 MISO/EIA factor | 1.0367 | 6259929 | 6038.5 | 6.0385 | 5.4972 | 5.8434
2026-01-27 | 31459.8 | 755.035 | 7.755 | calibrated, partial plant sample: EIA-923 net-MWh heat rate x Jan/25 MISO/EIA factor | 1.0367 | 5855635 | 5648.5 | 5.6485 | 5.4938 | 5.466
2026-01-28 | 35003.4 | 840.081 | 7.755 | calibrated, partial plant sample: EIA-923 net-MWh heat rate x Jan/25 MISO/EIA factor | 1.0367 | 6515205 | 6284.7 | 6.2847 | 5.4628 | 6.0817
2026-01-29 | 37585.7 | 902.057 | 7.755 | calibrated, partial plant sample: EIA-923 net-MWh heat rate x Jan/25 MISO/EIA factor | 1.0367 | 6995855 | 6748.4 | 6.7484 | 5.7518 | 6.5303
2026-01-30 | 31616.4 | 758.793 | 7.755 | calibrated, partial plant sample: EIA-923 net-MWh heat rate x Jan/25 MISO/EIA factor | 1.0367 | 5884781 | 5676.6 | 5.6766 | 5.984 | 5.4932
2026-01-31 | 36438.1 | 874.514 | 7.755 | calibrated, partial plant sample: EIA-923 net-MWh heat rate x Jan/25 MISO/EIA factor | 1.0367 | 6782242 | 6542.3 | 6.5423 | 6.1811 | 6.3309
2026-02-01 | 35262.4 | 846.297 | 7.546 | calibrated, partial plant sample: EIA-923 net-MWh heat rate x Feb/25 MISO/EIA factor | 1.0382 | 6385851 | 6150.8 | 6.1508 | 6.1557 | 6.1267
2026-02-02 | 37015.7 | 888.377 | 7.546 | calibrated, partial plant sample: EIA-923 net-MWh heat rate x Feb/25 MISO/EIA factor | 1.0382 | 6703372 | 6456.6 | 6.4566 | 6.2154 | 6.4313
2026-02-03 | 35174.3 | 844.183 | 7.546 | calibrated, partial plant sample: EIA-923 net-MWh heat rate x Feb/25 MISO/EIA factor | 1.0382 | 6369897 | 6135.4 | 6.1354 | 6.285 | 6.1114
2026-02-04 | 35544.3 | 853.063 | 7.546 | calibrated, partial plant sample: EIA-923 net-MWh heat rate x Feb/25 MISO/EIA factor | 1.0382 | 6436909 | 6200 | 6.2 | 6.2729 | 6.1757
2026-02-05 | 32144.9 | 771.478 | 7.546 | calibrated, partial plant sample: EIA-923 net-MWh heat rate x Feb/25 MISO/EIA factor | 1.0382 | 5821293 | 5607 | 5.607 | 6.1098 | 5.585
2026-02-06 | 26673.7 | 640.168 | 7.546 | calibrated, partial plant sample: EIA-923 net-MWh heat rate x Feb/25 MISO/EIA factor | 1.0382 | 4830479 | 4652.7 | 4.6527 | 5.9636 | 4.6344
2026-02-07 | 26065.8 | 625.579 | 7.546 | calibrated, partial plant sample: EIA-923 net-MWh heat rate x Feb/25 MISO/EIA factor | 1.0382 | 4720396 | 4546.6 | 4.5466 | 5.6785 | 4.5288
2026-02-08 | 27997.6 | 671.944 | 7.546 | calibrated, partial plant sample: EIA-923 net-MWh heat rate x Feb/25 MISO/EIA factor | 1.0382 | 5070244 | 4883.6 | 4.8836 | 5.4974 | 4.8645
2026-02-09 | 25604.1 | 614.499 | 7.546 | calibrated, partial plant sample: EIA-923 net-MWh heat rate x Feb/25 MISO/EIA factor | 1.0382 | 4636786 | 4466.1 | 4.4661 | 5.2131 | 4.4486
2026-02-10 | 22229.6 | 533.51 | 7.546 | calibrated, partial plant sample: EIA-923 net-MWh heat rate x Feb/25 MISO/EIA factor | 1.0382 | 4025675 | 3877.5 | 3.8775 | 4.8905 | 3.8623
2026-02-11 | 26506.5 | 636.156 | 7.546 | calibrated, partial plant sample: EIA-923 net-MWh heat rate x Feb/25 MISO/EIA factor | 1.0382 | 4800203 | 4623.5 | 4.6235 | 4.6653 | 4.6054
2026-02-12 | 28589.2 | 686.141 | 7.546 | calibrated, partial plant sample: EIA-923 net-MWh heat rate x Feb/25 MISO/EIA factor | 1.0382 | 5177372 | 4986.8 | 4.9868 | 4.5767 | 4.9672
2026-02-13 | 27538.8 | 660.93 | 7.546 | calibrated, partial plant sample: EIA-923 net-MWh heat rate x Feb/25 MISO/EIA factor | 1.0382 | 4987140 | 4803.6 | 4.8036 | 4.5983 | 4.7847
2026-02-14 | 26998 | 647.952 | 7.546 | calibrated, partial plant sample: EIA-923 net-MWh heat rate x Feb/25 MISO/EIA factor | 1.0382 | 4889210 | 4709.2 | 4.7092 | 4.6215 | 4.6908
2026-02-15 | 24671.7 | 592.121 | 7.546 | calibrated, partial plant sample: EIA-923 net-MWh heat rate x Feb/25 MISO/EIA factor | 1.0382 | 4467932 | 4303.5 | 4.3035 | 4.5386 | 4.2866
2026-02-16 | 24717.2 | 593.213 | 7.546 | calibrated, partial plant sample: EIA-923 net-MWh heat rate x Feb/25 MISO/EIA factor | 1.0382 | 4476172 | 4311.4 | 4.3114 | 4.5165 | 4.2945
2026-02-17 | 23059.7 | 553.433 | 7.546 | calibrated, partial plant sample: EIA-923 net-MWh heat rate x Feb/25 MISO/EIA factor | 1.0382 | 4176008 | 4022.3 | 4.0223 | 4.5372 | 4.0065
2026-02-18 | 20376.5 | 489.036 | 7.546 | calibrated, partial plant sample: EIA-923 net-MWh heat rate x Feb/25 MISO/EIA factor | 1.0382 | 3690086 | 3554.3 | 3.5543 | 4.3844 | 3.5403
2026-02-19 | 23614.7 | 566.754 | 7.546 | calibrated, partial plant sample: EIA-923 net-MWh heat rate x Feb/25 MISO/EIA factor | 1.0382 | 4276521 | 4119.1 | 4.1191 | 4.2605 | 4.1029
2026-02-20 | 22683.9 | 544.414 | 7.546 | calibrated, partial plant sample: EIA-923 net-MWh heat rate x Feb/25 MISO/EIA factor | 1.0382 | 4107953 | 3956.7 | 3.9567 | 4.1395 | 3.9412
2026-02-21 | 24783.8 | 594.811 | 7.546 | calibrated, partial plant sample: EIA-923 net-MWh heat rate x Feb/25 MISO/EIA factor | 1.0382 | 4488227 | 4323 | 4.323 | 4.0843 | 4.3061
2026-02-22 | 22315 | 535.559 | 7.546 | calibrated, partial plant sample: EIA-923 net-MWh heat rate x Feb/25 MISO/EIA factor | 1.0382 | 4041134 | 3892.4 | 3.8924 | 4.0256 | 3.8771
2026-02-23 | 32909.4 | 789.826 | 7.546 | calibrated, partial plant sample: EIA-923 net-MWh heat rate x Feb/25 MISO/EIA factor | 1.0382 | 5959742 | 5740.4 | 5.7404 | 4.2297 | 5.7179
2026-02-24 | 30882.8 | 741.186 | 7.546 | calibrated, partial plant sample: EIA-923 net-MWh heat rate x Feb/25 MISO/EIA factor | 1.0382 | 5592725 | 5386.9 | 5.3869 | 4.4247 | 5.3657
2026-02-25 | 29634 | 711.216 | 7.546 | calibrated, partial plant sample: EIA-923 net-MWh heat rate x Feb/25 MISO/EIA factor | 1.0382 | 5366578 | 5169 | 5.169 | 4.6554 | 5.1488
2026-02-26 | 28945 | 694.679 | 7.546 | calibrated, partial plant sample: EIA-923 net-MWh heat rate x Feb/25 MISO/EIA factor | 1.0382 | 5241797 | 5048.9 | 5.0489 | 4.7882 | 5.029
2026-02-27 | 20903.8 | 501.692 | 7.546 | calibrated, partial plant sample: EIA-923 net-MWh heat rate x Feb/25 MISO/EIA factor | 1.0382 | 3785587 | 3646.2 | 3.6462 | 4.7438 | 3.6319
2026-02-28 | 22639.5 | 543.348 | 7.546 | calibrated, partial plant sample: EIA-923 net-MWh heat rate x Feb/25 MISO/EIA factor | 1.0382 | 4099906 | 3949 | 3.949 | 4.6904 | 3.9335
2026-03-01 | 25174.2 | 604.18 | 8.422 | calibrated, partial plant sample: EIA-923 net-MWh heat rate x Mar/25 MISO/EIA factor | 1.0379 | 5088122 | 4902.3 | 4.9023 | 4.8347 | 4.3739
2026-03-02 | 28775.5 | 690.612 | 8.422 | calibrated, partial plant sample: EIA-923 net-MWh heat rate x Mar/25 MISO/EIA factor | 1.0379 | 5816010 | 5603.6 | 5.6036 | 4.8151 | 4.9996
2026-03-03 | 32538.4 | 780.921 | 8.422 | calibrated, partial plant sample: EIA-923 net-MWh heat rate x Mar/25 MISO/EIA factor | 1.0379 | 6576551 | 6336.4 | 6.3364 | 4.9508 | 5.6534
2026-03-04 | 30761.4 | 738.274 | 8.422 | calibrated, partial plant sample: EIA-923 net-MWh heat rate x Mar/25 MISO/EIA factor | 1.0379 | 6217396 | 5990.3 | 5.9903 | 5.0681 | 5.3446
2026-03-05 | 29407.2 | 705.774 | 8.422 | calibrated, partial plant sample: EIA-923 net-MWh heat rate x Mar/25 MISO/EIA factor | 1.0379 | 5943693 | 5726.6 | 5.7266 | 5.1649 | 5.1094
2026-03-06 | 25088.2 | 602.117 | 8.422 | calibrated, partial plant sample: EIA-923 net-MWh heat rate x Mar/25 MISO/EIA factor | 1.0379 | 5070744 | 4885.6 | 4.8856 | 5.342 | 4.359
2026-03-07 | 21604.2 | 518.5 | 8.422 | calibrated, partial plant sample: EIA-923 net-MWh heat rate x Mar/25 MISO/EIA factor | 1.0379 | 4366560 | 4207.1 | 4.2071 | 5.3788 | 3.7536
2026-03-08 | 17001.8 | 408.044 | 8.422 | calibrated, partial plant sample: EIA-923 net-MWh heat rate x Mar/25 MISO/EIA factor | 1.0379 | 3436351 | 3310.9 | 3.3109 | 5.1515 | 2.954
2026-03-09 | 21998 | 527.953 | 8.422 | calibrated, partial plant sample: EIA-923 net-MWh heat rate x Mar/25 MISO/EIA factor | 1.0379 | 4446170 | 4283.8 | 4.2838 | 4.9629 | 3.8221
2026-03-10 | 22997.5 | 551.94 | 8.422 | calibrated, partial plant sample: EIA-923 net-MWh heat rate x Mar/25 MISO/EIA factor | 1.0379 | 4648176 | 4478.4 | 4.4784 | 4.6975 | 3.9957
2026-03-11 | 23771.9 | 570.526 | 8.422 | calibrated, partial plant sample: EIA-923 net-MWh heat rate x Mar/25 MISO/EIA factor | 1.0379 | 4804703 | 4629.2 | 4.6292 | 4.5031 | 4.1303
2026-03-12 | 23066.4 | 553.595 | 8.422 | calibrated, partial plant sample: EIA-923 net-MWh heat rate x Mar/25 MISO/EIA factor | 1.0379 | 4662113 | 4491.8 | 4.4918 | 4.3267 | 4.0077
2026-03-13 | 22196.8 | 532.722 | 8.422 | calibrated, partial plant sample: EIA-923 net-MWh heat rate x Mar/25 MISO/EIA factor | 1.0379 | 4486333 | 4322.5 | 4.3225 | 4.2462 | 3.8566
2026-03-14 | 23487.3 | 563.694 | 8.422 | calibrated, partial plant sample: EIA-923 net-MWh heat rate x Mar/25 MISO/EIA factor | 1.0379 | 4747167 | 4573.8 | 4.5738 | 4.2986 | 4.0808
2026-03-15 | 19878.4 | 477.082 | 8.422 | calibrated, partial plant sample: EIA-923 net-MWh heat rate x Mar/25 MISO/EIA factor | 1.0379 | 4017763 | 3871 | 3.871 | 4.3787 | 3.4538
2026-03-16 | 25373.7 | 608.968 | 8.422 | calibrated, partial plant sample: EIA-923 net-MWh heat rate x Mar/25 MISO/EIA factor | 1.0379 | 5128442 | 4941.1 | 4.9411 | 4.4726 | 4.4086
2026-03-17 | 33021.4 | 792.513 | 8.422 | calibrated, partial plant sample: EIA-923 net-MWh heat rate x Mar/25 MISO/EIA factor | 1.0379 | 6674167 | 6430.4 | 6.4304 | 4.7514 | 5.7373
2026-03-18 | 31971.6 | 767.319 | 8.422 | calibrated, partial plant sample: EIA-923 net-MWh heat rate x Mar/25 MISO/EIA factor | 1.0379 | 6461993 | 6226 | 6.226 | 4.9795 | 5.5549
2026-03-19 | 29301.7 | 703.24 | 8.422 | calibrated, partial plant sample: EIA-923 net-MWh heat rate x Mar/25 MISO/EIA factor | 1.0379 | 5922357 | 5706.1 | 5.7061 | 5.153 | 5.091
2026-03-20 | 24268 | 582.433 | 8.422 | calibrated, partial plant sample: EIA-923 net-MWh heat rate x Mar/25 MISO/EIA factor | 1.0379 | 4904977 | 4725.8 | 4.7258 | 5.2106 | 4.2165
2026-03-21 | 21495.1 | 515.883 | 8.422 | calibrated, partial plant sample: EIA-923 net-MWh heat rate x Mar/25 MISO/EIA factor | 1.0379 | 4344522 | 4185.9 | 4.1859 | 5.1552 | 3.7347
2026-03-22 | 19308.8 | 463.412 | 8.422 | calibrated, partial plant sample: EIA-923 net-MWh heat rate x Mar/25 MISO/EIA factor | 1.0379 | 3902634 | 3760.1 | 3.7601 | 5.1393 | 3.3548
2026-03-23 | 27498.1 | 659.955 | 8.422 | calibrated, partial plant sample: EIA-923 net-MWh heat rate x Mar/25 MISO/EIA factor | 1.0379 | 5557826 | 5354.9 | 5.3549 | 5.1985 | 4.7777
2026-03-24 | 27435.2 | 658.446 | 8.422 | calibrated, partial plant sample: EIA-923 net-MWh heat rate x Mar/25 MISO/EIA factor | 1.0379 | 5545118 | 5342.6 | 5.3426 | 5.043 | 4.7667
2026-03-25 | 27044.6 | 649.072 | 8.422 | calibrated, partial plant sample: EIA-923 net-MWh heat rate x Mar/25 MISO/EIA factor | 1.0379 | 5466174 | 5266.5 | 5.2665 | 4.906 | 4.6989
2026-03-26 | 24886.1 | 597.266 | 8.422 | calibrated, partial plant sample: EIA-923 net-MWh heat rate x Mar/25 MISO/EIA factor | 1.0379 | 5029890 | 4846.2 | 4.8462 | 4.7831 | 4.3238
2026-03-27 | 26329.5 | 631.908 | 8.422 | calibrated, partial plant sample: EIA-923 net-MWh heat rate x Mar/25 MISO/EIA factor | 1.0379 | 5321634 | 5127.3 | 5.1273 | 4.8405 | 4.5746
2026-03-28 | 22751.3 | 546.032 | 8.422 | calibrated, partial plant sample: EIA-923 net-MWh heat rate x Mar/25 MISO/EIA factor | 1.0379 | 4598426 | 4430.5 | 4.4305 | 4.8754 | 3.9529
2026-03-29 | 22060.1 | 529.443 | 8.422 | calibrated, partial plant sample: EIA-923 net-MWh heat rate x Mar/25 MISO/EIA factor | 1.0379 | 4458714 | 4295.9 | 4.2959 | 4.952 | 3.8328
2026-03-30 | 25309 | 607.415 | 8.422 | calibrated, partial plant sample: EIA-923 net-MWh heat rate x Mar/25 MISO/EIA factor | 1.0379 | 5115364 | 4928.5 | 4.9285 | 4.8911 | 4.3973
2026-03-31 | 23255.7 | 558.137 | 8.422 | calibrated, partial plant sample: EIA-923 net-MWh heat rate x Mar/25 MISO/EIA factor | 1.0379 | 4700362 | 4528.7 | 4.5287 | 4.7748 | 4.0406
2026-04-01 | 25220.2 | 605.285 | 7.999 | calibrated, partial plant sample: EIA-923 net-MWh heat rate x Apr/25 MISO/EIA factor | 1.0337 | 4841623 | 4684 | 4.684 | 4.6916 | 4.3819
2026-04-02 | 26923.8 | 646.172 | 7.999 | calibrated, partial plant sample: EIA-923 net-MWh heat rate x Apr/25 MISO/EIA factor | 1.0337 | 5168675 | 5000.4 | 5.0004 | 4.7136 | 4.6779
2026-04-03 | 27554.1 | 661.298 | 7.999 | calibrated, partial plant sample: EIA-923 net-MWh heat rate x Apr/25 MISO/EIA factor | 1.0337 | 5289667 | 5117.4 | 5.1174 | 4.7122 | 4.7874
2026-04-04 | 22599.4 | 542.386 | 7.999 | calibrated, partial plant sample: EIA-923 net-MWh heat rate x Apr/25 MISO/EIA factor | 1.0337 | 4338502 | 4197.2 | 4.1972 | 4.6789 | 3.9265
2026-04-05 | 18311.3 | 439.47 | 7.999 | calibrated, partial plant sample: EIA-923 net-MWh heat rate x Apr/25 MISO/EIA factor | 1.0337 | 3515285 | 3400.8 | 3.4008 | 4.551 | 3.1815
2026-04-06 | 22427.1 | 538.251 | 7.999 | calibrated, partial plant sample: EIA-923 net-MWh heat rate x Apr/25 MISO/EIA factor | 1.0337 | 4305429 | 4165.2 | 4.1652 | 4.442 | 3.8966
2026-04-07 | 24321.9 | 583.725 | 7.999 | calibrated, partial plant sample: EIA-923 net-MWh heat rate x Apr/25 MISO/EIA factor | 1.0337 | 4669167 | 4517.1 | 4.5171 | 4.4403 | 4.2258
2026-04-08 | 21079.3 | 505.904 | 7.999 | calibrated, partial plant sample: EIA-923 net-MWh heat rate x Apr/25 MISO/EIA factor | 1.0337 | 4046685 | 3914.9 | 3.9149 | 4.3305 | 3.6624
2026-04-09 | 24408.9 | 585.814 | 7.999 | calibrated, partial plant sample: EIA-923 net-MWh heat rate x Apr/25 MISO/EIA factor | 1.0337 | 4685880 | 4533.3 | 4.5333 | 4.2637 | 4.2409
2026-04-10 | 27251 | 654.023 | 7.999 | calibrated, partial plant sample: EIA-923 net-MWh heat rate x Apr/25 MISO/EIA factor | 1.0337 | 5231475 | 5061.1 | 5.0611 | 4.2557 | 4.7347
2026-04-11 | 20951.6 | 502.839 | 7.999 | calibrated, partial plant sample: EIA-923 net-MWh heat rate x Apr/25 MISO/EIA factor | 1.0337 | 4022166 | 3891.2 | 3.8912 | 4.212 | 3.6402
2026-04-12 | 18387 | 441.287 | 7.999 | calibrated, partial plant sample: EIA-923 net-MWh heat rate x Apr/25 MISO/EIA factor | 1.0337 | 3529821 | 3414.9 | 3.4149 | 4.214 | 3.1946
2026-04-13 | 25168 | 604.033 | 7.999 | calibrated, partial plant sample: EIA-923 net-MWh heat rate x Apr/25 MISO/EIA factor | 1.0337 | 4831611 | 4674.3 | 4.6743 | 4.2867 | 4.3728
2026-04-14 | 27811.4 | 667.473 | 7.999 | calibrated, partial plant sample: EIA-923 net-MWh heat rate x Apr/25 MISO/EIA factor | 1.0337 | 5339060 | 5165.2 | 5.1652 | 4.3793 | 4.8321
2026-04-15 | 28612.2 | 686.693 | 7.999 | calibrated, partial plant sample: EIA-923 net-MWh heat rate x Apr/25 MISO/EIA factor | 1.0337 | 5492799 | 5313.9 | 5.3139 | 4.5791 | 4.9712
2026-04-16 | 27090.3 | 650.167 | 7.999 | calibrated, partial plant sample: EIA-923 net-MWh heat rate x Apr/25 MISO/EIA factor | 1.0337 | 5200629 | 5031.3 | 5.0313 | 4.6503 | 4.7068
2026-04-17 | 25640.5 | 615.371 | 7.999 | calibrated, partial plant sample: EIA-923 net-MWh heat rate x Apr/25 MISO/EIA factor | 1.0337 | 4922300 | 4762 | 4.762 | 4.6076 | 4.4549
2026-04-18 | 21308.6 | 511.407 | 7.999 | calibrated, partial plant sample: EIA-923 net-MWh heat rate x Apr/25 MISO/EIA factor | 1.0337 | 4090705 | 3957.5 | 3.9575 | 4.617 | 3.7023
2026-04-19 | 20281.9 | 486.765 | 7.999 | calibrated, partial plant sample: EIA-923 net-MWh heat rate x Apr/25 MISO/EIA factor | 1.0337 | 3893597 | 3766.8 | 3.7668 | 4.6673 | 3.5239
2026-04-20 | 22563.1 | 541.514 | 7.999 | calibrated, partial plant sample: EIA-923 net-MWh heat rate x Apr/25 MISO/EIA factor | 1.0337 | 4331528 | 4190.5 | 4.1905 | 4.5982 | 3.9202
2026-04-21 | 23037 | 552.888 | 7.999 | calibrated, partial plant sample: EIA-923 net-MWh heat rate x Apr/25 MISO/EIA factor | 1.0337 | 4422503 | 4278.5 | 4.2785 | 4.4715 | 4.0026
2026-04-22 | 23247.9 | 557.95 | 7.999 | calibrated, partial plant sample: EIA-923 net-MWh heat rate x Apr/25 MISO/EIA factor | 1.0337 | 4462995 | 4317.7 | 4.3177 | 4.3292 | 4.0392
2026-04-23 | 23041 | 552.985 | 7.999 | calibrated, partial plant sample: EIA-923 net-MWh heat rate x Apr/25 MISO/EIA factor | 1.0337 | 4423281 | 4279.3 | 4.2793 | 4.2218 | 4.0033
2026-04-24 | 26889 | 645.337 | 7.999 | calibrated, partial plant sample: EIA-923 net-MWh heat rate x Apr/25 MISO/EIA factor | 1.0337 | 5161998 | 4993.9 | 4.9939 | 4.2549 | 4.6718
2026-04-25 | 22860.4 | 548.649 | 7.999 | calibrated, partial plant sample: EIA-923 net-MWh heat rate x Apr/25 MISO/EIA factor | 1.0337 | 4388601 | 4245.7 | 4.2457 | 4.2961 | 3.9719
2026-04-26 | 21681.4 | 520.354 | 7.999 | calibrated, partial plant sample: EIA-923 net-MWh heat rate x Apr/25 MISO/EIA factor | 1.0337 | 4162265 | 4026.7 | 4.0267 | 4.3332 | 3.767
2026-04-27 | 24036.3 | 576.871 | 7.999 | calibrated, partial plant sample: EIA-923 net-MWh heat rate x Apr/25 MISO/EIA factor | 1.0337 | 4614345 | 4464.1 | 4.4641 | 4.3723 | 4.1762
2026-04-28 | 27679.9 | 664.318 | 7.999 | calibrated, partial plant sample: EIA-923 net-MWh heat rate x Apr/25 MISO/EIA factor | 1.0337 | 5313825 | 5140.8 | 5.1408 | 4.4955 | 4.8093
2026-04-29 | 30668.6 | 736.048 | 7.999 | calibrated, partial plant sample: EIA-923 net-MWh heat rate x Apr/25 MISO/EIA factor | 1.0337 | 5887583 | 5695.9 | 5.6959 | 4.6923 | 5.3285
2026-04-30 | 27038.6 | 648.927 | 7.999 | calibrated, partial plant sample: EIA-923 net-MWh heat rate x Apr/25 MISO/EIA factor | 1.0337 | 5190711 | 5021.7 | 5.0217 | 4.7984 | 4.6978
2026-05-01 | 27019.6 | 648.47 | 8.293 | calibrated, partial plant sample: EIA-923 net-MWh heat rate x May/25 MISO/EIA factor | 1.0324 | 5377676 | 5209.1 | 5.2091 | 4.8292 | 4.6945
2026-05-02 | 21256.5 | 510.156 | 8.293 | calibrated, partial plant sample: EIA-923 net-MWh heat rate x May/25 MISO/EIA factor | 1.0324 | 4230659 | 4098.1 | 4.0981 | 4.8081 | 3.6932
2026-05-03 | 16119.5 | 386.869 | 8.293 | calibrated, partial plant sample: EIA-923 net-MWh heat rate x May/25 MISO/EIA factor | 1.0324 | 3208256 | 3107.7 | 3.1077 | 4.6768 | 2.8007
2026-05-04 | 18348.1 | 440.354 | 8.293 | calibrated, partial plant sample: EIA-923 net-MWh heat rate x May/25 MISO/EIA factor | 1.0324 | 3651803 | 3537.3 | 3.5373 | 4.5444 | 3.1879
2026-05-05 | 26129.6 | 627.11 | 8.293 | calibrated, partial plant sample: EIA-923 net-MWh heat rate x May/25 MISO/EIA factor | 1.0324 | 5200540 | 5037.5 | 5.0375 | 4.5296 | 4.5399
2026-05-06 | 27553.4 | 661.282 | 8.293 | calibrated, partial plant sample: EIA-923 net-MWh heat rate x May/25 MISO/EIA factor | 1.0324 | 5483930 | 5312.1 | 5.3121 | 4.4748 | 4.7873
2026-05-07 | 25556 | 613.344 | 8.293 | calibrated, partial plant sample: EIA-923 net-MWh heat rate x May/25 MISO/EIA factor | 1.0324 | 5086385 | 4927 | 4.927 | 4.4613 | 4.4402
2026-05-08 | 23688.7 | 568.529 | 8.293 | calibrated, partial plant sample: EIA-923 net-MWh heat rate x May/25 MISO/EIA factor | 1.0324 | 4714738 | 4567 | 4.567 | 4.3695 | 4.1158
2026-05-09 | 18288.9 | 438.934 | 8.293 | calibrated, partial plant sample: EIA-923 net-MWh heat rate x May/25 MISO/EIA factor | 1.0324 | 3640022 | 3525.9 | 3.5259 | 4.2878 | 3.1776
2026-05-10 | 21015 | 504.36 | 8.293 | calibrated, partial plant sample: EIA-923 net-MWh heat rate x May/25 MISO/EIA factor | 1.0324 | 4182589 | 4051.5 | 4.0515 | 4.4226 | 3.6513
2026-05-11 | 23692.3 | 568.616 | 8.293 | calibrated, partial plant sample: EIA-923 net-MWh heat rate x May/25 MISO/EIA factor | 1.0324 | 4715463 | 4567.7 | 4.5677 | 4.5698 | 4.1164
2026-05-12 | 20397.1 | 489.531 | 8.293 | calibrated, partial plant sample: EIA-923 net-MWh heat rate x May/25 MISO/EIA factor | 1.0324 | 4059615 | 3932.4 | 3.9324 | 4.4119 | 3.5439
2026-05-13 | 22916.6 | 549.997 | 8.293 | calibrated, partial plant sample: EIA-923 net-MWh heat rate x May/25 MISO/EIA factor | 1.0324 | 4561058 | 4418.1 | 4.4181 | 4.2842 | 3.9816
2026-05-14 | 20764 | 498.336 | 8.293 | calibrated, partial plant sample: EIA-923 net-MWh heat rate x May/25 MISO/EIA factor | 1.0324 | 4132637 | 4003.1 | 4.0031 | 4.1522 | 3.6076
2026-05-15 | 23299.2 | 559.182 | 8.293 | calibrated, partial plant sample: EIA-923 net-MWh heat rate x May/25 MISO/EIA factor | 1.0324 | 4637224 | 4491.9 | 4.4919 | 4.1415 | 4.0481
2026-05-16 | 24463.1 | 587.115 | 8.293 | calibrated, partial plant sample: EIA-923 net-MWh heat rate x May/25 MISO/EIA factor | 1.0324 | 4868872 | 4716.3 | 4.7163 | 4.3116 | 4.2504
2026-05-17 | 23422.6 | 562.143 | 8.293 | calibrated, partial plant sample: EIA-923 net-MWh heat rate x May/25 MISO/EIA factor | 1.0324 | 4661785 | 4515.7 | 4.5157 | 4.3779 | 4.0696
2026-05-18 | 31088.2 | 746.117 | 8.293 | calibrated, partial plant sample: EIA-923 net-MWh heat rate x May/25 MISO/EIA factor | 1.0324 | 6187452 | 5993.5 | 5.9935 | 4.5816 | 5.4014
2026-05-19 | 30301.4 | 727.233 | 8.293 | calibrated, partial plant sample: EIA-923 net-MWh heat rate x May/25 MISO/EIA factor | 1.0324 | 6030853 | 5841.8 | 5.8418 | 4.8543 | 5.2647
2026-05-20 | 28007.7 | 672.184 | 8.293 | calibrated, partial plant sample: EIA-923 net-MWh heat rate x May/25 MISO/EIA factor | 1.0324 | 5574338 | 5399.6 | 5.3996 | 4.9946 | 4.8662
2026-05-21 | 23806.5 | 571.356 | 8.293 | calibrated, partial plant sample: EIA-923 net-MWh heat rate x May/25 MISO/EIA factor | 1.0324 | 4738186 | 4589.7 | 4.5897 | 5.0784 | 4.1363
2026-05-22 | 22934.8 | 550.436 | 8.293 | calibrated, partial plant sample: EIA-923 net-MWh heat rate x May/25 MISO/EIA factor | 1.0324 | 4564692 | 4421.6 | 4.4216 | 5.0683 | 3.9848
2026-05-23 | 23703.5 | 568.885 | 8.293 | calibrated, partial plant sample: EIA-923 net-MWh heat rate x May/25 MISO/EIA factor | 1.0324 | 4717692 | 4569.8 | 4.5698 | 5.0474 | 4.1184
2026-05-24 | 23119.7 | 554.874 | 8.293 | calibrated, partial plant sample: EIA-923 net-MWh heat rate x May/25 MISO/EIA factor | 1.0324 | 4601497 | 4457.3 | 4.4573 | 5.0391 | 4.0169
2026-05-25 | 21507 | 516.168 | 8.293 | calibrated, partial plant sample: EIA-923 net-MWh heat rate x May/25 MISO/EIA factor | 1.0324 | 4280520 | 4146.4 | 4.1464 | 4.7752 | 3.7367
2026-05-26 | 29063.5 | 697.523 | 8.293 | calibrated, partial plant sample: EIA-923 net-MWh heat rate x May/25 MISO/EIA factor | 1.0324 | 5784469 | 5603.2 | 5.6032 | 4.7411 | 5.0496
2026-05-27 | 34102.2 | 818.453 | 8.293 | calibrated, partial plant sample: EIA-923 net-MWh heat rate x May/25 MISO/EIA factor | 1.0324 | 6787331 | 6574.6 | 6.5746 | 4.9089 | 5.9251
2026-05-28 | 29958.3 | 719 | 8.293 | calibrated, partial plant sample: EIA-923 net-MWh heat rate x May/25 MISO/EIA factor | 1.0324 | 5962579 | 5775.7 | 5.7757 | 5.0784 | 5.2051
2026-05-29 | 30649.6 | 735.591 | 8.293 | calibrated, partial plant sample: EIA-923 net-MWh heat rate x May/25 MISO/EIA factor | 1.0324 | 6100162 | 5909 | 5.909 | 5.2908 | 5.3252
2026-05-30 | 23977.4 | 575.458 | 8.293 | calibrated, partial plant sample: EIA-923 net-MWh heat rate x May/25 MISO/EIA factor | 1.0324 | 4772197 | 4622.6 | 4.6226 | 5.2984 | 4.166
2026-05-31 | 23701.6 | 568.838 | 8.293 | calibrated, partial plant sample: EIA-923 net-MWh heat rate x May/25 MISO/EIA factor | 1.0324 | 4717301 | 4569.5 | 4.5695 | 5.3144 | 4.118
2026-06-01 | 32243.4 | 773.841 | 7.825 | calibrated, partial plant sample: EIA-923 net-MWh heat rate x Jun/25 MISO/EIA factor | 1.0335 | 6055095 | 5858.9 | 5.8589 | 5.5591 | 5.6021
2026-06-02 | 27833.9 | 668.013 | 7.825 | calibrated, partial plant sample: EIA-923 net-MWh heat rate x Jun/25 MISO/EIA factor | 1.0335 | 5227014 | 5057.7 | 5.0577 | 5.4811 | 4.836
2026-06-03 | 26624 | 638.975 | 7.825 | calibrated, partial plant sample: EIA-923 net-MWh heat rate x Jun/25 MISO/EIA factor | 1.0335 | 4999805 | 4837.8 | 4.8378 | 5.233 | 4.6258
2026-06-04 | 29991.9 | 719.805 | 7.825 | calibrated, partial plant sample: EIA-923 net-MWh heat rate x Jun/25 MISO/EIA factor | 1.0335 | 5632280 | 5449.8 | 5.4498 | 5.1865 | 5.2109
2026-06-05 | 33411.9 | 801.884 | 7.825 | calibrated, partial plant sample: EIA-923 net-MWh heat rate x Jun/25 MISO/EIA factor | 1.0335 | 6274526 | 6071.2 | 6.0712 | 5.2096 | 5.8051
2026-06-06 | 31863.9 | 764.734 | 7.825 | calibrated, partial plant sample: EIA-923 net-MWh heat rate x Jun/25 MISO/EIA factor | 1.0335 | 5983833 | 5790 | 5.79 | 5.3764 | 5.5362
2026-06-07 | 30760.3 | 738.246 | 7.825 | calibrated, partial plant sample: EIA-923 net-MWh heat rate x Jun/25 MISO/EIA factor | 1.0335 | 5776574 | 5589.4 | 5.5894 | 5.5221 | 5.3444
2026-06-08 | 37322.2 | 895.732 | 7.825 | calibrated, partial plant sample: EIA-923 net-MWh heat rate x Jun/25 MISO/EIA factor | 1.0335 | 7008855 | 6781.8 | 6.7818 | 5.6539 | 6.4845
2026-06-10 | 36092.3 | 866.214 | 7.825 | calibrated, partial plant sample: EIA-923 net-MWh heat rate x Jun/25 MISO/EIA factor | 1.0335 | 6777888 | 6558.3 | 6.5583 | 5.8683 | 6.2709
2026-06-11 | 36162.2 | 867.892 | 7.825 | calibrated, partial plant sample: EIA-923 net-MWh heat rate x Jun/25 MISO/EIA factor | 1.0335 | 6791018 | 6571 | 6.571 | 6.1159 | 6.283
2026-06-12 | 29263.5 | 702.324 | 7.825 | calibrated, partial plant sample: EIA-923 net-MWh heat rate x Jun/25 MISO/EIA factor | 1.0335 | 5495494 | 5317.4 | 5.3174 | 6.097 | 5.0844
2026-06-13 | 27365.3 | 656.767 | 7.825 | calibrated, partial plant sample: EIA-923 net-MWh heat rate x Jun/25 MISO/EIA factor | 1.0335 | 5139024 | 4972.5 | 4.9725 | 5.94 | 4.7546
2026-06-14 | 24659 | 591.816 | 7.825 | calibrated, partial plant sample: EIA-923 net-MWh heat rate x Jun/25 MISO/EIA factor | 1.0335 | 4630801 | 4480.8 | 4.4808 | 5.753 | 4.2844
2026-06-15 | 25724 | 617.377 | 7.825 | calibrated, partial plant sample: EIA-923 net-MWh heat rate x Jun/25 MISO/EIA factor | 1.0335 | 4830805 | 4674.3 | 4.6743 | 5.6223 | 4.4694
2026-06-16 | 22773.1 | 546.555 | 7.825 | calibrated, partial plant sample: EIA-923 net-MWh heat rate x Jun/25 MISO/EIA factor | 1.0335 | 4276642 | 4138.1 | 4.1381 | 5.2446 | 3.9567
2026-06-17 | 25062.5 | 601.5 | 7.825 | calibrated, partial plant sample: EIA-923 net-MWh heat rate x Jun/25 MISO/EIA factor | 1.0335 | 4706571 | 4554.1 | 4.5541 | 4.9583 | 4.3545
2026-06-18 | 28608.7 | 686.608 | 7.825 | calibrated, partial plant sample: EIA-923 net-MWh heat rate x Jun/25 MISO/EIA factor | 1.0335 | 5372516 | 5198.4 | 5.1984 | 4.7622 | 4.9706
2026-06-19 | 29050.7 | 697.217 | 7.825 | calibrated, partial plant sample: EIA-923 net-MWh heat rate x Jun/25 MISO/EIA factor | 1.0335 | 5455534 | 5278.8 | 5.2788 | 4.7567 | 5.0474
2026-06-20 | 27660.4 | 663.85 | 7.825 | calibrated, partial plant sample: EIA-923 net-MWh heat rate x Jun/25 MISO/EIA factor | 1.0335 | 5194441 | 5026.1 | 5.0261 | 4.7644 | 4.8059
2026-06-21 | 26665.1 | 639.963 | 7.825 | calibrated, partial plant sample: EIA-923 net-MWh heat rate x Jun/25 MISO/EIA factor | 1.0335 | 5007535 | 4845.3 | 4.8453 | 4.8164 | 4.6329
2026-06-22 | 32239.8 | 773.755 | 7.825 | calibrated, partial plant sample: EIA-923 net-MWh heat rate x Jun/25 MISO/EIA factor | 1.0335 | 6054419 | 5858.3 | 5.8583 | 4.9856 | 5.6015
2026-06-23 | 30003.2 | 720.078 | 7.825 | calibrated, partial plant sample: EIA-923 net-MWh heat rate x Jun/25 MISO/EIA factor | 1.0335 | 5634410 | 5451.9 | 5.4519 | 5.1733 | 5.2129
2026-06-24 | 29423.6 | 706.166 | 7.825 | calibrated, partial plant sample: EIA-923 net-MWh heat rate x Jun/25 MISO/EIA factor | 1.0335 | 5525552 | 5346.5 | 5.3465 | 5.2865 | 5.1122
2026-06-25 | 33520.4 | 804.49 | 7.825 | calibrated, partial plant sample: EIA-923 net-MWh heat rate x Jun/25 MISO/EIA factor | 1.0335 | 6294912 | 6091 | 6.091 | 5.414 | 5.824
2026-06-26 | 31051.6 | 745.238 | 7.825 | calibrated, partial plant sample: EIA-923 net-MWh heat rate x Jun/25 MISO/EIA factor | 1.0335 | 5831279 | 5642.3 | 5.6423 | 5.4659 | 5.3951
2026-06-27 | 27070.7 | 649.698 | 7.825 | calibrated, partial plant sample: EIA-923 net-MWh heat rate x Jun/25 MISO/EIA factor | 1.0335 | 5083704 | 4919 | 4.919 | 5.4506 | 4.7034
2026-06-28 | 27701.8 | 664.844 | 7.825 | calibrated, partial plant sample: EIA-923 net-MWh heat rate x Jun/25 MISO/EIA factor | 1.0335 | 5202219 | 5033.7 | 5.0337 | 5.4775 | 4.8131
2026-06-29 | 35141.6 | 843.398 | 7.825 | calibrated, partial plant sample: EIA-923 net-MWh heat rate x Jun/25 MISO/EIA factor | 1.0335 | 6599354 | 6385.5 | 6.3855 | 5.5528 | 6.1057
2026-06-30 | 38501.6 | 924.038 | 7.825 | calibrated, partial plant sample: EIA-923 net-MWh heat rate x Jun/25 MISO/EIA factor | 1.0335 | 7230346 | 6996.1 | 6.9961 | 5.7734 | 6.6895
2026-07-01 | 41127.1 | 987.05 | 8.075 | calibrated, partial plant sample: EIA-923 net-MWh heat rate x Jul/25 MISO/EIA factor | 1.036 | 7970736 | 7693.9 | 7.6939 | 6.1088 | 7.1456
2026-07-02 | 41801.8 | 1003.243 | 8.075 | calibrated, partial plant sample: EIA-923 net-MWh heat rate x Jul/25 MISO/EIA factor | 1.036 | 8101493 | 7820.1 | 7.8201 | 6.3558 | 7.2629
2026-07-03 | 38814.1 | 931.538 | 8.075 | calibrated, partial plant sample: EIA-923 net-MWh heat rate x Jul/25 MISO/EIA factor | 1.036 | 7522454 | 7261.2 | 7.2612 | 6.5871 | 6.7438
2026-07-04 | 36053 | 865.271 | 8.075 | calibrated, partial plant sample: EIA-923 net-MWh heat rate x Jul/25 MISO/EIA factor | 1.036 | 6987329 | 6744.6 | 6.7446 | 6.8479 | 6.264
2026-07-05 | 33077.3 | 793.855 | 8.075 | calibrated, partial plant sample: EIA-923 net-MWh heat rate x Jul/25 MISO/EIA factor | 1.036 | 6410622 | 6188 | 6.188 | 7.0128 | 5.747
2026-07-06 | 36236.8 | 869.683 | 8.075 | calibrated, partial plant sample: EIA-923 net-MWh heat rate x Jul/25 MISO/EIA factor | 1.036 | 7022953 | 6779 | 6.779 | 7.069 | 6.296
2026-07-07 | 38568.5 | 925.644 | 8.075 | calibrated, partial plant sample: EIA-923 net-MWh heat rate x Jul/25 MISO/EIA factor | 1.036 | 7474862 | 7215.2 | 7.2152 | 7.1003 | 6.7011
2026-07-08 | 40275.5 | 966.612 | 8.075 | calibrated, partial plant sample: EIA-923 net-MWh heat rate x Jul/25 MISO/EIA factor | 1.036 | 7805690 | 7534.6 | 7.5346 | 7.0775 | 6.9977
2026-07-09 | 43015.7 | 1032.377 | 8.075 | calibrated, partial plant sample: EIA-923 net-MWh heat rate x Jul/25 MISO/EIA factor | 1.036 | 8336760 | 8047.2 | 8.0472 | 7.11 | 7.4738
2026-07-10 | 41980.8 | 1007.538 | 8.075 | calibrated, partial plant sample: EIA-923 net-MWh heat rate x Jul/25 MISO/EIA factor | 1.036 | 8136179 | 7853.6 | 7.8536 | 7.1946 | 7.294
2026-07-11 | 36095.3 | 866.287 | 8.075 | calibrated, partial plant sample: EIA-923 net-MWh heat rate x Jul/25 MISO/EIA factor | 1.036 | 6995533 | 6752.5 | 6.7525 | 7.1957 | 6.2714
2026-07-12 | 34353.8 | 824.491 | 8.075 | calibrated, partial plant sample: EIA-923 net-MWh heat rate x Jul/25 MISO/EIA factor | 1.036 | 6658019 | 6426.8 | 6.4268 | 7.2298 | 5.9688
2026-07-13 | 36861 | 884.663 | 8.075 | calibrated, partial plant sample: EIA-923 net-MWh heat rate x Jul/25 MISO/EIA factor | 1.036 | 7143929 | 6895.8 | 6.8958 | 7.2465 | 6.4044
2026-07-14 | 40343.5 | 968.245 | 8.075 | calibrated, partial plant sample: EIA-923 net-MWh heat rate x Jul/25 MISO/EIA factor | 1.036 | 7818872 | 7547.3 | 7.5473 | 7.294 | 7.0095
2026-07-15 | 41511.8 | 996.283 | 8.075 | calibrated, partial plant sample: EIA-923 net-MWh heat rate x Jul/25 MISO/EIA factor | 1.036 | 8045288 | 7765.8 | 7.7658 | 7.327 | 7.2125
2026-07-16 | 42357.2 | 1016.574 | 8.075 | calibrated, partial plant sample: EIA-923 net-MWh heat rate x Jul/25 MISO/EIA factor | 1.036 | 8209145 | 7924 | 7.924 | 7.3094 | 7.3594
2026-07-17 | 40383.4 | 969.202 | 8.075 | calibrated, partial plant sample: EIA-923 net-MWh heat rate x Jul/25 MISO/EIA factor | 1.036 | 7826604 | 7554.8 | 7.5548 | 7.2667 | 7.0164
2026-07-18 | 36572.9 | 877.749 | 8.075 | calibrated, partial plant sample: EIA-923 net-MWh heat rate x Jul/25 MISO/EIA factor | 1.036 | 7088094 | 6841.9 | 6.8419 | 7.2795 | 6.3544
2026-07-19 | 36009 | 864.216 | 8.075 | calibrated, partial plant sample: EIA-923 net-MWh heat rate x Jul/25 MISO/EIA factor | 1.036 | 6978809 | 6736.4 | 6.7364 | 7.3237 | 6.2564
2026-07-20 | 36582 | 877.969 | 8.075 | calibrated, partial plant sample: EIA-923 net-MWh heat rate x Jul/25 MISO/EIA factor | 1.036 | 7089871 | 6843.6 | 6.8436 | 7.3163 | 6.356
2026-07-21 | 34890.6 | 837.375 | 8.075 | calibrated, partial plant sample: EIA-923 net-MWh heat rate x Jul/25 MISO/EIA factor | 1.036 | 6762058 | 6527.2 | 6.5272 | 7.1705 | 6.0621
2026-07-22 | 33730.2 | 809.525 | 8.075 | calibrated, partial plant sample: EIA-923 net-MWh heat rate x Jul/25 MISO/EIA factor | 1.036 | 6537160 | 6310.1 | 6.3101 | 6.9626 | 5.8605
2026-07-23 | 32487.6 | 779.703 | 8.075 | calibrated, partial plant sample: EIA-923 net-MWh heat rate x Jul/25 MISO/EIA factor | 1.036 | 6296342 | 6077.6 | 6.0776 | 6.6988 | 5.6446
2026-07-24 | 32231.8 | 773.563 | 8.075 | calibrated, partial plant sample: EIA-923 net-MWh heat rate x Jul/25 MISO/EIA factor | 1.036 | 6246761 | 6029.8 | 6.0298 | 6.4809 | 5.6001
2026-07-25 | 35179.9 | 844.318 | 8.075 | calibrated, partial plant sample: EIA-923 net-MWh heat rate x Jul/25 MISO/EIA factor | 1.036 | 6818127 | 6581.3 | 6.5813 | 6.4437 | 6.1123
2026-07-26 | 38601.6 | 926.439 | 8.075 | calibrated, partial plant sample: EIA-923 net-MWh heat rate x Jul/25 MISO/EIA factor | 1.036 | 7481282 | 7221.4 | 7.2214 | 6.513 | 6.7068
2026-07-27 | 42562.1 | 1021.491 | 8.075 | calibrated, partial plant sample: EIA-923 net-MWh heat rate x Jul/25 MISO/EIA factor | 1.036 | 8248853 | 7962.3 | 7.9623 | 6.6728 | 7.395
2026-07-28 | 41863.2 | 1004.717 | 8.075 | calibrated, partial plant sample: EIA-923 net-MWh heat rate x Jul/25 MISO/EIA factor | 1.036 | 8113400 | 7831.6 | 7.8316 | 6.8592 | 7.2735
2026-07-29 | 38798.1 | 931.155 | 8.075 | calibrated, partial plant sample: EIA-923 net-MWh heat rate x Jul/25 MISO/EIA factor | 1.036 | 7519362 | 7258.2 | 7.2582 | 6.9946 | 6.741
2026-07-30 | 37620 | 902.881 | 8.075 | calibrated, partial plant sample: EIA-923 net-MWh heat rate x Jul/25 MISO/EIA factor | 1.036 | 7291039 | 7037.8 | 7.0378 | 7.1318 | 6.5363
2026-07-31 | 36645.9 | 879.501 | 8.075 | calibrated, partial plant sample: EIA-923 net-MWh heat rate x Jul/25 MISO/EIA factor | 1.036 | 7102238 | 6855.5 | 6.8555 | 7.2497 | 6.367
2026-08-01 | 32032.1 | 768.771 | 8.197 | calibrated, partial plant sample: EIA-923 net-MWh heat rate x Aug/25 MISO/EIA factor | 1.0364 | 6301356 | 6079.8 | 6.0798 | 7.1781 | 5.5654
2026-08-02 | 32237.9 | 773.711 | 8.197 | calibrated, partial plant sample: EIA-923 net-MWh heat rate x Aug/25 MISO/EIA factor | 1.0364 | 6341848 | 6118.9 | 6.1189 | 7.0206 | 5.6012
2026-08-03 | 33828 | 811.873 | 8.197 | calibrated, partial plant sample: EIA-923 net-MWh heat rate x Aug/25 MISO/EIA factor | 1.0364 | 6654653 | 6420.7 | 6.4207 | 6.8004 | 5.8775
2026-08-04 | 36267 | 870.407 | 8.197 | calibrated, partial plant sample: EIA-923 net-MWh heat rate x Aug/25 MISO/EIA factor | 1.0364 | 7134436 | 6883.6 | 6.8836 | 6.6649 | 6.3012
2026-08-05 | 38943.2 | 934.638 | 8.197 | calibrated, partial plant sample: EIA-923 net-MWh heat rate x Aug/25 MISO/EIA factor | 1.0364 | 7660913 | 7391.6 | 7.3916 | 6.684 | 6.7662
2026-08-06 | 40724.6 | 977.392 | 8.197 | calibrated, partial plant sample: EIA-923 net-MWh heat rate x Aug/25 MISO/EIA factor | 1.0364 | 8011352 | 7729.7 | 7.7297 | 6.7828 | 7.0757
2026-08-07 | 40358.5 | 968.604 | 8.197 | calibrated, partial plant sample: EIA-923 net-MWh heat rate x Aug/25 MISO/EIA factor | 1.0364 | 7939323 | 7660.2 | 7.6602 | 6.8978 | 7.0121
2026-08-08 | 36690 | 880.561 | 8.197 | calibrated, partial plant sample: EIA-923 net-MWh heat rate x Aug/25 MISO/EIA factor | 1.0364 | 7217663 | 6963.9 | 6.9639 | 7.0241 | 6.3747
2026-08-09 | 35149.7 | 843.593 | 8.197 | calibrated, partial plant sample: EIA-923 net-MWh heat rate x Aug/25 MISO/EIA factor | 1.0364 | 6914653 | 6671.6 | 6.6716 | 7.103 | 6.1071
2026-08-10 | 41083.8 | 986.011 | 8.197 | calibrated, partial plant sample: EIA-923 net-MWh heat rate x Aug/25 MISO/EIA factor | 1.0364 | 8082006 | 7797.9 | 7.7979 | 7.2998 | 7.1381
2026-08-11 | 40986.5 | 983.676 | 8.197 | calibrated, partial plant sample: EIA-923 net-MWh heat rate x Aug/25 MISO/EIA factor | 1.0364 | 8062863 | 7779.4 | 7.7794 | 7.4278 | 7.1212
2026-08-12 | 41084.6 | 986.031 | 8.197 | calibrated, partial plant sample: EIA-923 net-MWh heat rate x Aug/25 MISO/EIA factor | 1.0364 | 8082163 | 7798 | 7.798 | 7.4858 | 7.1383
2026-08-13 | 40767.9 | 978.43 | 8.197 | calibrated, partial plant sample: EIA-923 net-MWh heat rate x Aug/25 MISO/EIA factor | 1.0364 | 8019863 | 7737.9 | 7.7379 | 7.487 | 7.0832
2026-08-14 | 38368 | 920.833 | 8.197 | calibrated, partial plant sample: EIA-923 net-MWh heat rate x Aug/25 MISO/EIA factor | 1.0364 | 7547760 | 7282.4 | 7.2824 | 7.433 | 6.6663
2026-08-15 | 37796.9 | 907.124 | 8.197 | calibrated, partial plant sample: EIA-923 net-MWh heat rate x Aug/25 MISO/EIA factor | 1.0364 | 7435396 | 7174 | 7.174 | 7.463 | 6.567
2026-08-16 | 37879.8 | 909.115 | 8.197 | calibrated, partial plant sample: EIA-923 net-MWh heat rate x Aug/25 MISO/EIA factor | 1.0364 | 7451709 | 7189.7 | 7.1897 | 7.5371 | 6.5814
2026-08-17 | 40369.4 | 968.866 | 8.197 | calibrated, partial plant sample: EIA-923 net-MWh heat rate x Aug/25 MISO/EIA factor | 1.0364 | 7941472 | 7662.3 | 7.6623 | 7.5177 | 7.014
2026-08-18 | 39005.4 | 936.129 | 8.197 | calibrated, partial plant sample: EIA-923 net-MWh heat rate x Aug/25 MISO/EIA factor | 1.0364 | 7673137 | 7403.4 | 7.4034 | 7.464 | 6.777
2026-08-19 | 40684.6 | 976.43 | 8.197 | calibrated, partial plant sample: EIA-923 net-MWh heat rate x Aug/25 MISO/EIA factor | 1.0364 | 8003469 | 7722.1 | 7.7221 | 7.4531 | 7.0687
2026-08-20 | 38089 | 914.136 | 8.197 | calibrated, partial plant sample: EIA-923 net-MWh heat rate x Aug/25 MISO/EIA factor | 1.0364 | 7492865 | 7229.5 | 7.2295 | 7.3805 | 6.6178
2026-08-21 | 37220.5 | 893.293 | 8.197 | calibrated, partial plant sample: EIA-923 net-MWh heat rate x Aug/25 MISO/EIA factor | 1.0364 | 7322022 | 7064.6 | 7.0646 | 7.3494 | 6.4669
2026-08-22 | 32521.2 | 780.51 | 8.197 | calibrated, partial plant sample: EIA-923 net-MWh heat rate x Aug/25 MISO/EIA factor | 1.0364 | 6397578 | 6172.7 | 6.1727 | 7.2063 | 5.6504
2026-08-23 | 30363.2 | 728.716 | 8.197 | calibrated, partial plant sample: EIA-923 net-MWh heat rate x Aug/25 MISO/EIA factor | 1.0364 | 5973039 | 5763.1 | 5.7631 | 7.0025 | 5.2755
2026-08-24 | 33067.4 | 793.618 | 8.197 | calibrated, partial plant sample: EIA-923 net-MWh heat rate x Aug/25 MISO/EIA factor | 1.0364 | 6505018 | 6276.3 | 6.2763 | 6.8045 | 5.7453
2026-08-25 | 33619.9 | 806.877 | 8.197 | calibrated, partial plant sample: EIA-923 net-MWh heat rate x Aug/25 MISO/EIA factor | 1.0364 | 6613704 | 6381.2 | 6.3812 | 6.6585 | 5.8413
2026-08-26 | 34698.8 | 832.772 | 8.197 | calibrated, partial plant sample: EIA-923 net-MWh heat rate x Aug/25 MISO/EIA factor | 1.0364 | 6825950 | 6586 | 6.586 | 6.4962 | 6.0288
2026-08-27 | 36744 | 881.855 | 8.197 | calibrated, partial plant sample: EIA-923 net-MWh heat rate x Aug/25 MISO/EIA factor | 1.0364 | 7228269 | 6974.2 | 6.9742 | 6.4597 | 6.3841
2026-08-28 | 33265.9 | 798.382 | 8.197 | calibrated, partial plant sample: EIA-923 net-MWh heat rate x Aug/25 MISO/EIA factor | 1.0364 | 6544073 | 6314 | 6.314 | 6.3525 | 5.7798
2026-08-29 | 27911.2 | 669.869 | 8.197 | calibrated, partial plant sample: EIA-923 net-MWh heat rate x Aug/25 MISO/EIA factor | 1.0364 | 5490692 | 5297.7 | 5.2977 | 6.2275 | 4.8494
2026-08-30 | 30410.5 | 729.851 | 8.197 | calibrated, partial plant sample: EIA-923 net-MWh heat rate x Aug/25 MISO/EIA factor | 1.0364 | 5982344 | 5772 | 5.772 | 6.2288 | 5.2837
2026-08-31 | 38747.4 | 929.937 | 8.197 | calibrated, partial plant sample: EIA-923 net-MWh heat rate x Aug/25 MISO/EIA factor | 1.0364 | 7622386 | 7354.4 | 7.3544 | 6.3828 | 6.7322
2026-09-01 | 41508.3 | 996.198 | 7.894 | estimated: Sep/25 rate carried | 1.0362 | 7864110 | 7589.2 | 7.5892 | 6.5554 | 7.2119
2026-09-02 | 40529.6 | 972.711 | 7.894 | estimated: Sep/25 rate carried | 1.0362 | 7678696 | 7410.3 | 7.4103 | 6.6731 | 7.0418
2026-09-03 | 39447.2 | 946.734 | 7.894 | estimated: Sep/25 rate carried | 1.0362 | 7473632 | 7212.4 | 7.2124 | 6.7072 | 6.8538
2026-09-04 | 40061.6 | 961.477 | 7.894 | estimated: Sep/25 rate carried | 1.0362 | 7590019 | 7324.7 | 7.3247 | 6.8515 | 6.9605
2026-09-05 | 34696 | 832.704 | 7.894 | estimated: Sep/25 rate carried | 1.0362 | 6573466 | 6343.7 | 6.3437 | 7.001 | 6.0283
2026-09-06 | 29685.6 | 712.455 | 7.894 | estimated: Sep/25 rate carried | 1.0362 | 5624204 | 5427.6 | 5.4276 | 6.9518 | 5.1577
2026-09-07 | 26168.5 | 628.044 | 7.894 | estimated: Sep/25 rate carried | 1.0362 | 4957851 | 4784.6 | 4.7846 | 6.5847 | 4.5466
2026-09-08 | 33559.7 | 805.432 | 7.894 | estimated: Sep/25 rate carried | 1.0362 | 6358175 | 6135.9 | 6.1359 | 6.377 | 5.8308
2026-09-09 | 37096.7 | 890.322 | 7.894 | estimated: Sep/25 rate carried | 1.0362 | 7028308 | 6782.7 | 6.7827 | 6.2874 | 6.4454
2026-09-10 | 36155.3 | 867.726 | 7.894 | estimated: Sep/25 rate carried | 1.0362 | 6849935 | 6610.5 | 6.6105 | 6.2014 | 6.2818
2026-09-11 | 31601.7 | 758.44 | 7.894 | estimated: Sep/25 rate carried | 1.0362 | 5987218 | 5778 | 5.778 | 5.9804 | 5.4906
2026-09-12 | 32667.7 | 784.024 | 7.894 | estimated: Sep/25 rate carried | 1.0362 | 6189179 | 5972.9 | 5.9729 | 5.9274 | 5.6758
2026-09-13 | 33025.7 | 792.617 | 7.894 | estimated: Sep/25 rate carried | 1.0362 | 6257013 | 6038.3 | 6.0383 | 6.0147 | 5.7381
2026-09-14 | 29788.8 | 714.932 | 7.894 | estimated: Sep/25 rate carried | 1.0362 | 5643755 | 5446.5 | 5.4465 | 6.1093 | 5.1757
2026-09-15 | 33917.7 | 814.025 | 7.894 | estimated: Sep/25 rate carried | 1.0362 | 6426010 | 6201.4 | 6.2014 | 6.1186 | 5.893
2026-09-16 | 36823.1 | 883.755 | 7.894 | estimated: Sep/25 rate carried | 1.0362 | 6976465 | 6732.6 | 6.7326 | 6.1115 | 6.3978
2026-09-17 | 38235.7 | 917.657 | 7.894 | estimated: Sep/25 rate carried | 1.0362 | 7244095 | 6990.9 | 6.9909 | 6.1658 | 6.6433
2026-09-18 | 32439.6 | 778.55 | 7.894 | estimated: Sep/25 rate carried | 1.0362 | 6145969 | 5931.2 | 5.9312 | 6.1877 | 5.6362
2026-09-19 | 32417.6 | 778.022 | 7.894 | estimated: Sep/25 rate carried | 1.0362 | 6141796 | 5927.1 | 5.9271 | 6.1812 | 5.6324
2026-09-20 | 30193.2 | 724.637 | 7.894 | estimated: Sep/25 rate carried | 1.0362 | 5720374 | 5520.4 | 5.5204 | 6.1072 | 5.2459
2026-09-21 | 31286.7 | 750.881 | 7.894 | estimated: Sep/25 rate carried | 1.0362 | 5927547 | 5720.4 | 5.7204 | 6.1463 | 5.4359
2026-09-22 | 30513.6 | 732.328 | 7.894 | estimated: Sep/25 rate carried | 1.0362 | 5781082 | 5579 | 5.579 | 6.0574 | 5.3016
2026-09-23 | 28891.4 | 693.393 | 7.894 | estimated: Sep/25 rate carried | 1.0362 | 5473724 | 5282.4 | 5.2824 | 5.8502 | 5.0197
2026-09-24 | 28627.9 | 687.069 | 7.894 | estimated: Sep/25 rate carried | 1.0362 | 5423806 | 5234.2 | 5.2342 | 5.5993 | 4.974
2026-09-25 | 27823.7 | 667.769 | 7.894 | estimated: Sep/25 rate carried | 1.0362 | 5271447 | 5087.2 | 5.0872 | 5.4787 | 4.8342
2026-09-26 | 23341.1 | 560.186 | 7.894 | estimated: Sep/25 rate carried | 1.0362 | 4422177 | 4267.6 | 4.2676 | 5.2416 | 4.0554
2026-09-27 | 27472.9 | 659.35 | 7.894 | estimated: Sep/25 rate carried | 1.0362 | 5204990 | 5023.1 | 5.0231 | 5.1706 | 4.7733
2026-09-28 | 30397.8 | 729.548 | 7.894 | estimated: Sep/25 rate carried | 1.0362 | 5759141 | 5557.9 | 5.5579 | 5.1473 | 5.2815
2026-09-29 | 28936.6 | 694.478 | 7.894 | estimated: Sep/25 rate carried | 1.0362 | 5482289 | 5290.7 | 5.2907 | 5.1062 | 5.0276
2026-09-30 | 33024.1 | 792.578 | 7.894 | estimated: Sep/25 rate carried | 1.0362 | 6256707 | 6038 | 6.038 | 5.2141 | 5.7378
2026-10-01 | 32036.8 | 768.883 | 8.178 | estimated: Oct/25 rate carried | 1.0345 | 6288069 | 6078.1 | 6.0781 | 5.3346 | 5.5662

## Monthly
month | Heat_rate_used_MMBtu_per_MWh | Heat_rate_basis | MMBtu_per_Mcf_used | Gas_burn_Bcf_per_day | Gas_burn_Bcf_per_day_prior_year | Flat_7.5_Bcf_per_day | Gas_burn_Bcf_month | MISO_fuelmix_GWh | EIA923_GWh | Full_plant_census | MISO_vs_EIA923_GWh_ratio | Physical_HR_MMBtu_per_MWh | Effective_HR_MMBtu_per_MWh | MMBtu_per_Mcf | Elec_share_of_gas_MMBtu | Plants | Elec_MMBtu | Tot_MMBtu | Mcf | Netgen_MWh | MISO_days
2021-01-01 | 7.5752 | calibrated, partial plant sample: EIA-923 net-MWh heat rate x trailing-12 factor | 1.0397 | [5 empty] | 15737.4344 | TRUE |  | 7.306 |  | 1.0397 | 0.7671 | 458 | 114977827 | 149887211 | 144159028 | 15737434.393
2021-02-01 | 8.0804 | calibrated, partial plant sample: EIA-923 net-MWh heat rate x trailing-12 factor | 1.0389 | [5 empty] | 14066.4095 | TRUE |  | 7.7932 |  | 1.0389 | 0.7819 | 483 | 109622171 | 140195265 | 134952065 | 14066409.524
2021-03-01 | 7.8687 | calibrated, partial plant sample: EIA-923 net-MWh heat rate x trailing-12 factor | 1.0357 | [5 empty] | 13346.7796 | TRUE |  | 7.589 |  | 1.0357 | 0.7685 | 456 | 101288838 | 131792280 | 127250850 | 13346779.625
2021-04-01 | 7.7654 | calibrated, partial plant sample: EIA-923 net-MWh heat rate x trailing-12 factor | 1.0368 | [5 empty] | 14651.1348 | TRUE |  | 7.4894 |  | 1.0368 | 0.7799 | 472 | 109728048 | 140696792 | 135698479 | 14651134.765
2021-05-01 | 8.2555 | calibrated, partial plant sample: EIA-923 net-MWh heat rate x trailing-12 factor | 1.039 | [5 empty] | 13837.6843 | TRUE |  | 7.9621 |  | 1.039 | 0.7928 | 476 | 110176636 | 138970297 | 133754425 | 13837684.287
2021-06-01 | 8.2924 | calibrated, partial plant sample: EIA-923 net-MWh heat rate x trailing-12 factor | 1.0392 | [5 empty] | 19651.2583 | TRUE |  | 7.9977 |  | 1.0392 | 0.8333 | 491 | 157164934 | 188599021 | 181485097 | 19651258.271
2021-07-01 | 8.1316 | calibrated, partial plant sample: EIA-923 net-MWh heat rate x trailing-12 factor | 1.0387 | [5 empty] | 20581.4026 | TRUE |  | 7.8426 |  | 1.0387 | 0.8289 | 495 | 161410979 | 194720793 | 187471020 | 20581402.587
2021-08-01 | 8.2473 | calibrated, partial plant sample: EIA-923 net-MWh heat rate x trailing-12 factor | 1.0398 | [5 empty] | 20621.8737 | TRUE |  | 7.9542 |  | 1.0398 | 0.8372 | 491 | 164030602 | 195934340 | 188427469 | 20621873.667
2021-09-01 | 8.0825 | calibrated, partial plant sample: EIA-923 net-MWh heat rate x trailing-12 factor | 1.0386 | [5 empty] | 14472.6541 | TRUE |  | 7.7953 |  | 1.0386 | 0.7977 | 476 | 112818388 | 141431422 | 136179351 | 14472654.1
2021-10-01 | 7.933 | calibrated, partial plant sample: EIA-923 net-MWh heat rate x trailing-12 factor | 1.0364 | [5 empty] | 17216.7381 | TRUE |  | 7.6511 |  | 1.0364 | 0.808 | 485 | 131726212 | 163036708 | 157310640 | 17216738.094
2021-11-01 | 8.0253 | calibrated, partial plant sample: EIA-923 net-MWh heat rate x trailing-12 factor | 1.0378 | [5 empty] | 16782.8002 | TRUE |  | 7.7401 |  | 1.0378 | 0.8075 | 451 | 129900094 | 160874030 | 155021049 | 16782800.239
2021-12-01 | 7.6249 | calibrated, partial plant sample: EIA-923 net-MWh heat rate x trailing-12 factor | 1.0384 | [5 empty] | 16596.7231 | TRUE |  | 7.3539 |  | 1.0384 | 0.7881 | 468 | 122050100 | 154871784 | 149138582 | 16596723.082
2022-01-01 | 7.8423 | calibrated, partial plant sample: EIA-923 net-MWh heat rate x trailing-12 factor | 1.0369 | [5 empty] | 19685.4717 | TRUE |  | 7.5636 |  | 1.0369 | 0.8069 | 483 | 148892529 | 184513201 | 177952131 | 19685471.699
2022-02-01 | 7.844 | calibrated, partial plant sample: EIA-923 net-MWh heat rate x trailing-12 factor | 1.0356 | [5 empty] | 15368.7543 | TRUE |  | 7.5653 |  | 1.0356 | 0.7879 | 466 | 116268652 | 147576480 | 142502727 | 15368754.276
2022-03-01 | 7.7918 | calibrated, partial plant sample: EIA-923 net-MWh heat rate x trailing-12 factor | 1.0353 | [5 empty] | 15237.5381 | TRUE |  | 7.5148 |  | 1.0353 | 0.785 | 462 | 114507434 | 145876434 | 140906396 | 15237538.14
2022-04-01 | 7.8984 | calibrated, partial plant sample: EIA-923 net-MWh heat rate x trailing-12 factor | 1.0331 | [5 empty] | 15684.0817 | TRUE |  | 7.6176 |  | 1.0331 | 0.8078 | 475 | 119475624 | 147893656 | 143153157 | 15684081.738
2022-05-01 | 8.1456 | calibrated, partial plant sample: EIA-923 net-MWh heat rate x trailing-12 factor | 1.0349 | [5 empty] | 18048.4007 | TRUE |  | 7.8561 |  | 1.0349 | 0.8319 | 493 | 141790647 | 170448427 | 164706869 | 18048400.686
2022-06-01 | 8.1889 | calibrated, partial plant sample: EIA-923 net-MWh heat rate x trailing-12 factor | 1.0363 | [5 empty] | 22598.8777 | TRUE |  | 7.8979 |  | 1.0363 | 0.8598 | 496 | 178483202 | 207588769 | 200316322 | 22598877.693
2022-07-01 | 8.2801 | calibrated, partial plant sample: EIA-923 net-MWh heat rate x trailing-12 factor | 1.0363 | [5 empty] | 25400.5831 | TRUE |  | 7.9858 |  | 1.0363 | 0.8672 | 500 | 202843268 | 233916917 | 225727364 | 25400583.138
2022-08-01 | 8.0272 | calibrated, partial plant sample: EIA-923 net-MWh heat rate x trailing-12 factor | 1.0372 | [5 empty] | 22983.5361 | TRUE |  | 7.7419 |  | 1.0372 | 0.8548 | 497 | 177935694 | 208171852 | 200714508 | 22983536.059
2022-09-01 | 7.9504 | calibrated, partial plant sample: EIA-923 net-MWh heat rate x trailing-12 factor | 1.0363 | [5 empty] | 18484.9882 | TRUE |  | 7.6678 |  | 1.0363 | 0.8341 | 490 | 141739247 | 169921015 | 163974454 | 18484988.169
2022-10-01 | 7.792 | calibrated, partial plant sample: EIA-923 net-MWh heat rate x trailing-12 factor | 1.0362 | [5 empty] | 16483.018 | TRUE |  | 7.5151 |  | 1.0362 | 0.8043 | 475 | 123870830 | 154002131 | 148620236 | 16483017.989
2022-11-01 | 7.9109 | calibrated, partial plant sample: EIA-923 net-MWh heat rate x trailing-12 factor | 1.0336 | [5 empty] | 16293.6721 | TRUE |  | 7.6297 |  | 1.0336 | 0.7993 | 488 | 124315980 | 155522595 | 150469808 | 16293672.065
2022-12-01 | 7.8185 | calibrated, partial plant sample: EIA-923 net-MWh heat rate x trailing-12 factor | 1.0359 | [5 empty] | 18977.9805 | TRUE |  | 7.5407 |  | 1.0359 | 0.8081 | 484 | 143106332 | 177091389 | 170948982 | 18977980.465
2023-01-01 | 7.6598 | calibrated (EIA-923 burn / MISO MWh) | 1.0388 | 4.1629 |  | 4.0872 | 129.0492 | 17501.8912 | 18087.7979 | TRUE | 0.9676 | 7.4117 | 7.6598 | 1.0388 | 0.8004 | 454 | 134061659 | 167493985 | 161231550 | 18087797.935 | 31
2023-02-01 | 7.7661 | calibrated (EIA-923 burn / MISO MWh) | 1.0368 | 4.3831 |  | 4.2362 | 122.7265 | 16384.2844 | 17399.7662 | TRUE | 0.9416 | 7.3129 | 7.7661 | 1.0368 | 0.806 | 464 | 127242721 | 157873134 | 152269867 | 17399766.178 | 28
2023-03-01 | 7.8056 | calibrated (EIA-923 burn / MISO MWh) | 1.0359 | 4.5396 |  | 4.3614 | 140.7268 | 18676.1563 | 19609.5524 | TRUE | 0.9524 | 7.434 | 7.8056 | 1.0359 | 0.8197 | 467 | 145777943 | 177838630 | 171676587 | 19609552.429 | 31
2023-04-01 | 8.4771 | calibrated (EIA-923 burn / MISO MWh) | 1.0341 | 4.3611 |  | 3.8513 | 130.8323 | 15959.764 | 17438.4458 | TRUE | 0.9152 | 7.7583 | 8.4771 | 1.0341 | 0.8237 | 480 | 135292122 | 164239375 | 158825197 | 17438445.847 | 30
2023-05-01 | 8.4721 | calibrated (EIA-923 burn / MISO MWh) | 1.0365 | 5.1497 |  | 4.561 | 159.6416 | 19530.9566 | 20801.8485 | TRUE | 0.9389 | 7.9545 | 8.4721 | 1.0365 | 0.8512 | 488 | 165468027 | 194402324 | 187557129 | 20801848.488 | 31
2023-06-01 | 8.0138 | calibrated (EIA-923 burn / MISO MWh) | 1.0365 | 6.0999 |  | 5.7115 | 182.9968 | 23668.3544 | 24322.1596 | TRUE | 0.9731 | 7.7983 | 8.0138 | 1.0365 | 0.8592 | 495 | 189672551 | 220754806 | 212984944 | 24322159.614 | 30
2023-07-01 | 8.0067 | calibrated (EIA-923 burn / MISO MWh) | 1.0375 | 6.5786 |  | 6.1712 | 203.9362 | 26425.853 | 26972.7796 | TRUE | 0.9797 | 7.8443 | 8.0067 | 1.0375 | 0.8687 | 496 | 211583593 | 243554015 | 234751047 | 26972779.608 | 31
2023-08-01 | 8.0736 | calibrated (EIA-923 burn / MISO MWh) | 1.0386 | 6.4793 |  | 6.0343 | 200.8586 | 25839.7309 | 26440.8502 | TRUE | 0.9773 | 7.8901 | 8.0736 | 1.0386 | 0.8676 | 501 | 208620507 | 240470640 | 231523530 | 26440850.186 | 31
2023-09-01 | 8.0814 | calibrated (EIA-923 burn / MISO MWh) | 1.039 | 5.2864 |  | 4.9202 | 158.5935 | 20389.5048 | 21610.7573 | TRUE | 0.9435 | 7.6247 | 8.0814 | 1.039 | 0.8476 | 496 | 164774990 | 194392118 | 187099673 | 21610757.286 | 30
2023-10-01 | 7.7754 | calibrated (EIA-923 burn / MISO MWh) | 1.0395 | 4.4823 |  | 4.3381 | 138.9524 | 18576.4134 | 18803.7305 | TRUE | 0.9879 | 7.6814 | 7.7754 | 1.0395 | 0.825 | 487 | 144439389 | 175072863 | 168422264 | 18803730.539 | 31
2023-11-01 | 7.8135 | calibrated (EIA-923 burn / MISO MWh) | 1.0368 | 4.3904 |  | 4.2177 | 131.7133 | 17478.0288 | 18377.7368 | TRUE | 0.951 | 7.431 | 7.8135 | 1.0368 | 0.8058 | 482 | 136565246 | 169479068 | 163457541 | 18377736.844 | 30
2023-12-01 | 7.4454 | calibrated (EIA-923 burn / MISO MWh) | 1.0393 | 4.6958 |  | 4.7455 | 145.571 | 20321.0607 | 20843.5994 | TRUE | 0.9749 | 7.2587 | 7.4454 | 1.0393 | 0.8207 | 478 | 151297642 | 184341133 | 177363829 | 20843599.421 | 31
2024-01-01 | 7.4417 | calibrated (EIA-923 burn / MISO MWh) | 1.0392 | 5.1077 | 4.1629 | 5.1639 | 158.3385 | 22112.3635 | 21656.7849 | TRUE | 1.021 | 7.5982 | 7.4417 | 1.0392 | 0.824 | 490 | 164552842 | 199703760 | 192162141 | 21656784.914 | 31
2024-02-01 | 7.5025 | calibrated (EIA-923 burn / MISO MWh) | 1.0397 | 4.3993 | 4.3831 | 4.4137 | 127.5798 | 17680.6134 | 18009.2195 | TRUE | 0.9818 | 7.3656 | 7.5025 | 1.0397 | 0.8047 | 470 | 132649222 | 164848979 | 158548870 | 18009219.492 | 29
2024-03-01 | 7.8427 | calibrated (EIA-923 burn / MISO MWh) | 1.0385 | 4.5487 | 4.5396 | 4.3605 | 141.0101 | 18672.0837 | 19186.7649 | TRUE | 0.9732 | 7.6324 | 7.8427 | 1.0385 | 0.8249 | 468 | 146440460 | 177525094 | 170942257 | 19186764.886 | 31
2024-04-01 | 8.3272 | calibrated (EIA-923 burn / MISO MWh) | 1.0351 | 4.5876 | 4.3611 | 4.1282 | 137.629 | 17107.4021 | 18379.945 | TRUE | 0.9308 | 7.7507 | 8.3272 | 1.0351 | 0.826 | 481 | 142457054 | 172469844 | 166624315 | 18379944.989 | 30
2024-05-01 | 8.2024 | calibrated (EIA-923 burn / MISO MWh) | 1.0377 | 5.4742 | 5.1497 | 5.0137 | 169.6993 | 21469.3455 | 22407.6405 | TRUE | 0.9581 | 7.859 | 8.2024 | 1.0377 | 0.8533 | 478 | 176101131 | 206386964 | 198883954 | 22407640.493 | 31
2024-06-01 | 8.2997 | calibrated (EIA-923 burn / MISO MWh) | 1.039 | 5.8113 | 6.0999 | 5.2668 | 174.339 | 21825.4352 | 23180.6103 | TRUE | 0.9415 | 7.8145 | 8.2997 | 1.039 | 0.8591 | 487 | 181145093 | 210863366 | 202940873 | 23180610.262 | 30
2024-07-01 | 8.2302 | calibrated (EIA-923 burn / MISO MWh) | 1.0415 | 7.1265 | 6.5786 | 6.5287 | 220.922 | 27956.6767 | 28756.0796 | TRUE | 0.9722 | 8.0014 | 8.2302 | 1.0415 | 0.8761 | 490 | 230089100 | 262626517 | 252163082 | 28756079.555 | 31
2024-08-01 | 7.8453 | calibrated (EIA-923 burn / MISO MWh) | 1.0417 | 6.7104 | 6.4793 | 6.4502 | 208.0233 | 27620.435 | 27673.0098 | TRUE | 0.9981 | 7.8304 | 7.8453 | 1.0417 | 0.8691 | 489 | 216690667 | 249328389 | 239355435 | 27673009.786 | 31
2024-09-01 | 8.0208 | calibrated (EIA-923 burn / MISO MWh) | 1.0396 | 5.3629 | 5.2864 | 5.0319 | 160.8871 | 20852.0824 | 21715.6251 | TRUE | 0.9602 | 7.7019 | 8.0208 | 1.0396 | 0.8433 | 478 | 167251330 | 198326455 | 190779629 | 21715625.112 | 30
2024-10-01 | 8.2235 | calibrated (EIA-923 burn / MISO MWh) | 1.037 | 4.6837 | 4.4823 | 4.2758 | 145.1957 | 18309.7165 | 19389.4081 | TRUE | 0.9443 | 7.7656 | 8.2235 | 1.037 | 0.8289 | 472 | 150570323 | 181651784 | 175167261 | 19389408.141 | 31
2024-11-01 | 7.7643 | calibrated (EIA-923 burn / MISO MWh) | 1.0377 | 4.7484 | 4.3904 | 4.5944 | 142.4521 | 19039.0719 | 19317.0416 | TRUE | 0.9856 | 7.6525 | 7.7643 | 1.0377 | 0.8218 | 470 | 147824338 | 179885318 | 173347808 | 19317041.551 | 30
2024-12-01 | 7.1712 | calibrated (EIA-923 burn / MISO MWh) | 1.0387 | 4.4851 | 4.6958 | 4.7031 | 139.0389 | 20139.1687 | 19634.9663 | TRUE | 1.0257 | 7.3553 | 7.1712 | 1.0387 | 0.8079 | 484 | 144422017 | 178766104 | 172102449 | 19634966.288 | 31
2025-01-01 | 7.7384 | calibrated (EIA-923 burn / MISO MWh) | 1.0357 | 4.6876 | 5.1077 | 4.5418 | 145.3169 | 19448.5251 | 19872.0737 | TRUE | 0.9787 | 7.5734 | 7.7384 | 1.0357 | 0.8094 | 477 | 150499919 | 185931767 | 179528274 | 19872073.687 | 31
2025-02-01 | 7.4543 | calibrated (EIA-923 burn / MISO MWh) | 1.0348 | 4.1916 | 4.3993 | 4.2124 | 117.3639 | 16292.4497 | 16341.8401 | TRUE | 0.997 | 7.4318 | 7.4543 | 1.0348 | 0.8001 | 467 | 121449242 | 151783427 | 146677732 | 16341840.131 | 28
2025-03-01 | 8.0556 | calibrated (EIA-923 burn / MISO MWh) | 1.0329 | 3.4691 | 4.5487 | 3.2203 | 107.5426 | 13789.539 | 15054.7335 | TRUE | 0.916 | 7.3786 | 8.0556 | 1.0329 | 0.7816 | 460 | 111082575 | 142129627 | 137600194 | 15054733.524 | 31
2025-04-01 | 8.0116 | calibrated (EIA-923 burn / MISO MWh) | 1.034 | 3.8291 | 4.5876 | 3.5777 | 114.8723 | 14825.8826 | 15646.4609 | TRUE | 0.9476 | 7.5914 | 8.0116 | 1.034 | 0.7998 | 460 | 118779250 | 148515922 | 143630569 | 15646460.905 | 30
2025-05-01 | 8.4477 | calibrated (EIA-923 burn / MISO MWh) | 1.0355 | 4.4586 | 5.4742 | 3.9563 | 138.2153 | 16941.3961 | 18467.2342 | TRUE | 0.9174 | 7.7497 | 8.4477 | 1.0355 | 0.8279 | 466 | 143116371 | 172876804 | 166956516 | 18467234.193 | 31
2025-06-01 | 8.248 | calibrated (EIA-923 burn / MISO MWh) | 1.0366 | 6.2214 | 5.8113 | 5.6606 | 186.6419 | 23457.3873 | 23889.6081 | TRUE | 0.9819 | 8.0988 | 8.248 | 1.0366 | 0.8684 | 483 | 193477512 | 222785297 | 214914175 | 23889608.065 | 30
2025-07-01 | 8.3017 | calibrated (EIA-923 burn / MISO MWh) | 1.0387 | 7.2111 | 7.1265 | 6.5318 | 223.5433 | 27969.8905 | 28340.888 | TRUE | 0.9869 | 8.193 | 8.3017 | 1.0387 | 0.8766 | 480 | 232197738 | 264876982 | 255004456 | 28340887.955 | 31
2025-08-01 | 8.2083 | calibrated (EIA-923 burn / MISO MWh) | 1.0362 | 6.4452 | 6.7104 | 5.8904 | 199.8019 | 25223.6445 | 25944.9129 | TRUE | 0.9722 | 7.9801 | 8.2083 | 1.0362 | 0.867 | 475 | 207042066 | 238795016 | 230444361 | 25944912.906 | 31
2025-09-01 | 7.8941 | calibrated (EIA-923 burn / MISO MWh) | 1.0362 | 5.5673 | 5.3629 | 5.2905 | 167.0187 | 21923.6419 | 21881.0539 | TRUE | 1.0019 | 7.9095 | 7.8941 | 1.0362 | 0.8509 | 469 | 173067873 | 203400737 | 196291576 | 21881053.916 | 30
2025-10-01 | 8.1782 | calibrated (EIA-923 burn / MISO MWh) | 1.0345 | 4.7344 | 4.6837 | 4.3357 | 146.7665 | 18566.0547 | 19334.5228 | TRUE | 0.9603 | 7.8531 | 8.1782 | 1.0345 | 0.8315 | 470 | 151836621 | 182606802 | 176508846 | 19334522.841 | 31
2025-11-01 | 8.1906 | calibrated (EIA-923 burn / MISO MWh) | 1.0357 | 4.6901 | 4.7484 | 4.2934 | 140.7018 | 17791.7237 | 19043.946 | TRUE | 0.9342 | 7.6521 | 8.1906 | 1.0357 | 0.8254 | 455 | 145725407 | 176545928 | 170459682 | 19043945.974 | 30
2025-12-01 | 7.646 | calibrated (EIA-923 burn / MISO MWh) | 1.0368 | 4.6662 | 4.4851 | 4.5806 | 144.6518 | 19614.7408 | 19813.2089 | TRUE | 0.99 | 7.5694 | 7.646 | 1.0368 | 0.811 | 467 | 149974875 | 184920426 | 178357090 | 19813208.852 | 31
2026-01-01 | 7.7554 | calibrated, partial plant sample: EIA-923 net-MWh heat rate x Jan/25 MISO/EIA factor | 1.0367 | 5.1539 | 4.6876 | 4.9874 | 159.7703 | 21356.5033 | 18238.912 | FALSE | 1.1709 | 7.5901 | 6.4821 | 1.0367 | 0.8597 | 214 | 138436034 | 161033157 | 155337030 | 18238911.97 | 30
2026-02-01 | 7.5456 | calibrated, partial plant sample: EIA-923 net-MWh heat rate x Feb/25 MISO/EIA factor | 1.0382 | 4.7687 | 4.1916 | 4.75 | 133.5225 | 18371.5625 | 15968.5766 | FALSE | 1.1505 | 7.5228 | 6.5389 | 1.0382 | 0.8606 | 208 | 120128957 | 139580567 | 134442882 | 15968576.619 | 28
2026-03-01 | 8.4215 | calibrated, partial plant sample: EIA-923 net-MWh heat rate x Mar/25 MISO/EIA factor | 1.0379 | 4.8939 | 3.4691 | 4.3664 | 151.7098 | 18697.3759 | 16221.2153 | FALSE | 1.1526 | 7.7138 | 6.6922 | 1.0379 | 0.8674 | 208 | 125126961 | 144256816 | 138988484 | 16221215.296 | 31
2026-04-01 | 7.9989 | calibrated, partial plant sample: EIA-923 net-MWh heat rate x Apr/25 MISO/EIA factor | 1.0337 | 4.5074 | 3.8291 | 4.2167 | 135.2233 | 17474.2055 | 16033.8547 | FALSE | 1.0898 | 7.5794 | 6.9547 | 1.0337 | 0.8613 | 209 | 121527214 | 141093676 | 136499554 | 16033854.653 | 30
2026-05-01 | 8.2929 | calibrated, partial plant sample: EIA-923 net-MWh heat rate x May/25 MISO/EIA factor | 1.0324 | 4.7256 | 4.4586 | 4.2587 | 146.4927 | 18236.4443 | 16779.1127 | FALSE | 1.0869 | 7.6077 | 6.9997 | 1.0324 | 0.8724 | 215 | 127650158 | 146314733 | 141728990 | 16779112.708 | 31
2026-06-01 | 7.8247 | calibrated, partial plant sample: EIA-923 net-MWh heat rate x Jun/25 MISO/EIA factor | 1.0335 | 5.475 | 6.2214 | 5.2351 | 164.251 | 21694.156 | 19462.4677 | FALSE | 1.1147 | 7.6832 | 6.8928 | 1.0335 | 0.8909 | 210 | 149533192 | 167836224 | 162398184 | 19462467.68 | 29
2026-07-01 | 8.0753 | calibrated, partial plant sample: EIA-923 net-MWh heat rate x Jul/25 MISO/EIA factor | 1.036 | 7.1006 | 7.2111 | 6.5947 | 220.1191 | 28239.1574 | 22730.2158 | FALSE | 1.2424 | 7.9696 | 6.4149 | 1.036 | 0.903 | 210 | 181150654 | 200620383 | 193652022 | 22730215.85 | 31
2026-08-01 | 8.1967 | calibrated, partial plant sample: EIA-923 net-MWh heat rate x Aug/25 MISO/EIA factor | 1.0364 | 6.9243 | 6.4452 | 6.3384 | 214.6528 | 27142.0098 | 22538.6578 | FALSE | 1.2042 | 7.9688 | 6.6173 | 1.0364 | 0.9022 | 211 | 179606017 | 199074118 | 192075645 | 22538657.802 | 31
2026-09-01 | 7.8941 | estimated: Sep/25 rate carried | 1.0362 | 5.9747 | 5.5673 | 5.6776 | 179.2414 | 23528.0395 |  | FALSE | [10 empty] | 30
2026-10-01 | 8.1782 | estimated: Oct/25 rate carried | 1.0345 |  | 4.7344 |  |  |  |  | FALSE | [10 empty] | 1