## Units
Notes
UNITS
TJ = terajoules (EMA's unit for gas). ktoe = thousand tonnes of oil equivalent (1 ktoe = 41.868 TJ). *_mcm_per_day_approx / *_est in mcm: million cubic metres per day, APPROXIMATE, converted with the IEA rule of thumb 1 bcm ~ 0.9 Mtoe (1 mcm ~ 37.7 TJ).
Annual demand by sector: TJ per year. Power_generation_TJ = natural gas input to main power producers + autoproducers (SES T2.1); the other sectors are final end-use consumption (SES T3.6; T3.7 before SES 2026).
Town gas quarterly: piped gas (town gas) sales, Million Kilowatt Hours per quarter (million kWh = GWh). Town gas in Singapore is made from natural gas.
Power burn monthly / daily (estimate): see METHOD. Daily = the same calculation on each day's metered generation (TJ per day and mcm per day).
METHOD (power-burn estimate)
Gas_for_power_TJ_est = monthly NEMS metered gross generation of CCGT/COGEN/TRIGEN plants (GWh, from singapore_power.xlsx) x Factor_TJ_per_GWh. The factor is calibrated for each year as SES natural gas input to power generation (main power producers + autoproducers, TJ) / metered CCGT/COGEN/TRIGEN generation (GWh) over the same months (sheet 'Calibration'); months after the latest SES year use the latest factor. It folds in autoproducer and embedded gas use, so it is a scaled proxy, not a measured flow.
COVERAGE
Annual SES tables from 2005 (imports, gas for power) / 2009 (final consumption by sector). Table of Contents for SES 2026. Part-year: Data for 2026 is as at Jun 2026.
Town gas: quarterly from 1994 (SingStat last updated 17/08/2026). Power-burn estimate: daily and monthly from 2021 (monthly: complete months only), to the latest NEMS metered day (final about a week after the day).
NOT PUBLISHED: monthly/daily natural gas consumption, sendout or imports (pipeline or LNG) - EMA/SES publish these annually only and SLNG / pipeline operators do not publish flows. PowerGas meters every offtake point, but the Gas Network Code (Section K 4.2.3) makes metering data confidential (shippers only); town gas is published quarterly only.
Each run re-reads the (small) source tables; the power-burn estimate is rebuilt from the power workbook.
SOURCES
EMA Singapore Energy Statistics tidy workbook (T1.1, T2.1, T3.6): https://www.ema.gov.sg/content/dam/corporate/resources/singapore-energy-statistics/excel/SES_tidy.xlsx.coredownload.xlsx
SingStat M890371 Piped Gas Sales, Quarterly: https://tablebuilder.singstat.gov.sg/table/TS/M890371
EMC NEMS metered generation by facility type, via asia/SINGAPORE_POWER.py: https://www.nems.emcsg.com/nems-prices

## Chart
Date | Power generation | Industrial | Commerce Services | Households | Transport | Others
2009-01-01 | 238.916 | 30.4134 | 3.0504 | 2.2629 | 0.5749 | 0.0347
2010-01-01 | 249.759 | 40.8015 | 3.2785 | 2.2572 | 0.8729 | 0.0341
2011-01-01 | 257.183 | 42.6939 | 3.4489 | 2.3091 | 1.0836 | 0.0331
2012-01-01 | 282.048 | 40.4457 | 3.4542 | 2.3821 | 0.8368 | 0.032
2013-01-01 | 317.941 | 47.9771 | 3.7405 | 2.4091 | 0.7592 | 0.0319
2014-01-01 | 337.804 | 49.9375 | 3.5712 | 2.4646 | 0.7274 | 0.035
2015-01-01 | 341.576 | 49.2397 | 3.6911 | 2.508 | 0.5996 | 0.0825
2016-01-01 | 350.192 | 49.9685 | 3.8554 | 2.5478 | 0.4686 | 0.1089
2017-01-01 | 352.198 | 53.525 | 3.707 | 2.6043 | 0.2884 | 0.102
2018-01-01 | 354.4 | 55.3268 | 3.6695 | 2.6676 | 0.1185 | 0.1612
2019-01-01 | 363.506 | 55.4769 | 3.6743 | 2.6493 | 0.1142 | 0.1493
2020-01-01 | 359.935 | 61.9456 | 3.3489 | 3.2149 | 0.0823 | 0
2021-01-01 | 373.157 | 61.6486 | 3.3991 | 3.0236 | 0.0901 | 0
2022-01-01 | 365.947 | 59.6111 | 3.6083 | 2.7508 | 0.0951 | 0
2023-01-01 | 384.712 | 55.6819 | 3.8223 | 2.6122 | 0.1279 | 0
2024-01-01 | 393.748 | 56.171 | 3.8634 | 2.5882 | 0.1085 | 0.0028
2025-01-01 | 392.835 | 57.3175 | 3.9562 | 2.6081 | 0.1214 | 0

## Chart - Imports
Date | Pipeline gas | LNG
2005-01-01 | 233.251 | 0
2006-01-01 | 251.514 | 0
2007-01-01 | 269.375 | 0
2008-01-01 | 275.73 | 0
2009-01-01 | 278.703 | 0
2010-01-01 | 302.057 | 0
2011-01-01 | 305.084 | 0
2012-01-01 | 330.824 | 0
2013-01-01 | 332.758 | 39.703
2014-01-01 | 309.174 | 85.13
2015-01-01 | 298.67 | 97.13
2016-01-01 | 310.602 | 94.701
2017-01-01 | 299.08 | 114.233
2018-01-01 | 297.656 | 119.324
2019-01-01 | 275.144 | 149.716
2020-01-01 | 279.633 | 147.78
2021-01-01 | 308.923 | 135.907
2022-01-01 | 268.746 | 172.631
2023-01-01 | 216.424 | 226.175
2024-01-01 | 201.172 | 258.543
2025-01-01 | 213.765 | 239.544

## Chart - Power burn
Date | Gas for power (estimate)
2021-01-01 | 25.14
2021-02-01 | 25.99
2021-03-01 | 27.01
2021-04-01 | 27.48
2021-05-01 | 27.52
2021-06-01 | 27.89
2021-07-01 | 27.61
2021-08-01 | 26.95
2021-09-01 | 27.41
2021-10-01 | 27.74
2021-11-01 | 27.27
2021-12-01 | 27.5
2022-01-01 | 26.27
2022-02-01 | 26.25
2022-03-01 | 26.77
2022-04-01 | 26.72
2022-05-01 | 27.3
2022-06-01 | 27
2022-07-01 | 26.91
2022-08-01 | 26.99
2022-09-01 | 26.69
2022-10-01 | 26.33
2022-11-01 | 26.51
2022-12-01 | 25.54
2023-01-01 | 26.45
2023-02-01 | 26.52
2023-03-01 | 26.88
2023-04-01 | 28.33
2023-05-01 | 29.31
2023-06-01 | 28.84
2023-07-01 | 28.49
2023-08-01 | 28.52
2023-09-01 | 28.38
2023-10-01 | 28.66
2023-11-01 | 28.06
2023-12-01 | 27.13
2024-01-01 | 27.32
2024-02-01 | 27.63
2024-03-01 | 28.48
2024-04-01 | 29.24
2024-05-01 | 29.16
2024-06-01 | 28.54
2024-07-01 | 29.24
2024-08-01 | 28.86
2024-09-01 | 29.02
2024-10-01 | 28.75
2024-11-01 | 28.5
2024-12-01 | 27.85
2025-01-01 | 27.13
2025-02-01 | 27.72
2025-03-01 | 28.1
2025-04-01 | 28.12
2025-05-01 | 29.2
2025-06-01 | 29.1
2025-07-01 | 29.93
2025-08-01 | 28.88
2025-09-01 | 28.7
2025-10-01 | 28.85
2025-11-01 | 29.16
2025-12-01 | 27.82
2026-01-01 | 26.21
2026-02-01 | 26.6
2026-03-01 | 27.28
2026-04-01 | 28.15
2026-05-01 | 27.99
2026-06-01 | 28.48
2026-07-01 | 28.86
2026-08-01 | 28.56
2026-09-01 | 28.93

## Chart - Power burn daily
Date | Daily (estimate) | 7-day average | Axis label
2021-01-01 | 23.61 |  | Jan/21
2021-01-02 | 23.48
2021-01-03 | 22.77
2021-01-04 | 25.05 | 23.73
2021-01-05 | 25.8 | 24.14
2021-01-06 | 26.13 | 24.47
2021-01-07 | 25.65 | 24.64
2021-01-08 | 25.72 | 24.94
2021-01-09 | 24.02 | 25.02
2021-01-10 | 23.39 | 25.11
2021-01-11 | 25.33 | 25.15
2021-01-12 | 25.47 | 25.1
2021-01-13 | 25.45 | 25
2021-01-14 | 25.38 | 24.97
2021-01-15 | 25.63 | 24.95
2021-01-16 | 24.73 | 25.05
2021-01-17 | 24.03 | 25.15
2021-01-18 | 25.7 | 25.2
2021-01-19 | 25.84 | 25.25
2021-01-20 | 25.94 | 25.32
2021-01-21 | 25.91 | 25.4
2021-01-22 | 26.05 | 25.46
2021-01-23 | 24.52 | 25.43
2021-01-24 | 23.69 | 25.38
2021-01-25 | 26.21 | 25.45
2021-01-26 | 26.33 | 25.52
2021-01-27 | 26.38 | 25.58
2021-01-28 | 26.36 | 25.65
2021-01-29 | 26.2 | 25.67
2021-01-30 | 24.72 | 25.7
2021-01-31 | 23.87 | 25.72
2021-02-01 | 26.21 | 25.72
2021-02-02 | 26.49 | 25.75
2021-02-03 | 26.33 | 25.74
2021-02-04 | 26.08 | 25.7
2021-02-05 | 26.45 | 25.74
2021-02-06 | 25.23 | 25.81
2021-02-07 | 24.65 | 25.92
2021-02-08 | 26.92 | 26.02
2021-02-09 | 27.06 | 26.1
2021-02-10 | 27.01 | 26.2
2021-02-11 | 25.64 | 26.14
2021-02-12 | 23.86 | 25.77
2021-02-13 | 23.81 | 25.56
2021-02-14 | 24.04 | 25.48
2021-02-15 | 25.63 | 25.29
2021-02-16 | 26.4 | 25.2
2021-02-17 | 26.47 | 25.12
2021-02-18 | 26.41 | 25.23
2021-02-19 | 26.6 | 25.62
2021-02-20 | 25.22 | 25.82
2021-02-21 | 24.57 | 25.9
2021-02-22 | 26.8 | 26.07
2021-02-23 | 27.14 | 26.17
2021-02-24 | 27.06 | 26.26
2021-02-25 | 27.2 | 26.37
2021-02-26 | 27.18 | 26.45
2021-02-27 | 25.96 | 26.56
2021-02-28 | 25.25 | 26.66
2021-03-01 | 27.56 | 26.76
2021-03-02 | 27.68 | 26.84
2021-03-03 | 27.79 | 26.95
2021-03-04 | 28.23 | 27.09
2021-03-05 | 28.34 | 27.26
2021-03-06 | 26.83 | 27.38
2021-03-07 | 25.53 | 27.42
2021-03-08 | 27.38 | 27.4
2021-03-09 | 27.61 | 27.39
2021-03-10 | 27.55 | 27.35
2021-03-11 | 27.64 | 27.27
2021-03-12 | 27.58 | 27.16
2021-03-13 | 25.69 | 27
2021-03-14 | 25.04 | 26.93
2021-03-15 | 27.27 | 26.91
2021-03-16 | 27.43 | 26.89
2021-03-17 | 27.33 | 26.85
2021-03-18 | 27.22 | 26.79
2021-03-19 | 27.28 | 26.75
2021-03-20 | 25.99 | 26.79
2021-03-21 | 25.19 | 26.82
2021-03-22 | 27.58 | 26.86
2021-03-23 | 27.68 | 26.9
2021-03-24 | 27.28 | 26.89
2021-03-25 | 26.96 | 26.85
2021-03-26 | 27.15 | 26.83
2021-03-27 | 25.65 | 26.78
2021-03-28 | 25 | 26.76
2021-03-29 | 27.26 | 26.71
2021-03-30 | 27.42 | 26.67
2021-03-31 | 27.33 | 26.68
2021-04-01 | 27.93 | 26.82
2021-04-02 | 26.35 | 26.71
2021-04-03 | 26.48 | 26.82
2021-04-04 | 25.64 | 26.92
2021-04-05 | 27.79 | 26.99
2021-04-06 | 27.64 | 27.02
2021-04-07 | 27.73 | 27.08
2021-04-08 | 27.65 | 27.04
2021-04-09 | 27.79 | 27.25
2021-04-10 | 26.57 | 27.26
2021-04-11 | 26.12 | 27.33
2021-04-12 | 28.23 | 27.39
2021-04-13 | 28.54 | 27.52
2021-04-14 | 28.42 | 27.62
2021-04-15 | 28.34 | 27.72
2021-04-16 | 28.11 | 27.76
2021-04-17 | 26.43 | 27.74
2021-04-18 | 25.35 | 27.63
2021-04-19 | 27.8 | 27.57
2021-04-20 | 27.87 | 27.47
2021-04-21 | 28.52 | 27.49
2021-04-22 | 28.32 | 27.49
2021-04-23 | 27.83 | 27.45
2021-04-24 | 26.18 | 27.41
2021-04-25 | 25.58 | 27.44
2021-04-26 | 28.19 | 27.5
2021-04-27 | 28.12 | 27.53
2021-04-28 | 28.21 | 27.49
2021-04-29 | 28.39 | 27.5
2021-04-30 | 28.27 | 27.56
2021-05-01 | 26.11 | 27.55 | May/21
2021-05-02 | 26.17 | 27.64
2021-05-03 | 28.5 | 27.68
2021-05-04 | 28.72 | 27.77
2021-05-05 | 28.55 | 27.82
2021-05-06 | 28.04 | 27.77
2021-05-07 | 28.01 | 27.73
2021-05-08 | 26.37 | 27.77
2021-05-09 | 25.65 | 27.69
2021-05-10 | 28.25 | 27.66
2021-05-11 | 28.92 | 27.68
2021-05-12 | 28.39 | 27.66
2021-05-13 | 26.34 | 27.42
2021-05-14 | 28.31 | 27.46
2021-05-15 | 26.45 | 27.47
2021-05-16 | 26.05 | 27.53
2021-05-17 | 28.34 | 27.54
2021-05-18 | 27.46 | 27.33
2021-05-19 | 27.38 | 27.19
2021-05-20 | 27.71 | 27.39
2021-05-21 | 27.83 | 27.32
2021-05-22 | 26.03 | 27.26
2021-05-23 | 25.79 | 27.22
2021-05-24 | 28.58 | 27.25
2021-05-25 | 28.97 | 27.47
2021-05-26 | 27.02 | 27.42
2021-05-27 | 28.68 | 27.56
2021-05-28 | 28.56 | 27.66
2021-05-29 | 26.89 | 27.78
2021-05-30 | 26.25 | 27.85
2021-05-31 | 28.7 | 27.87
2021-06-01 | 28.82 | 27.85
2021-06-02 | 28.78 | 28.1
2021-06-03 | 29.03 | 28.15
2021-06-04 | 29.25 | 28.25
2021-06-05 | 27.47 | 28.33
2021-06-06 | 26.66 | 28.39
2021-06-07 | 28.95 | 28.42
2021-06-08 | 28.69 | 28.4
2021-06-09 | 29.05 | 28.44
2021-06-10 | 28.61 | 28.38
2021-06-11 | 28.36 | 28.26
2021-06-12 | 27.25 | 28.22
2021-06-13 | 26.29 | 28.17
2021-06-14 | 28.54 | 28.11
2021-06-15 | 28.34 | 28.06
2021-06-16 | 27.94 | 27.9
2021-06-17 | 28.29 | 27.86
2021-06-18 | 27.59 | 27.75
2021-06-19 | 26.23 | 27.6
2021-06-20 | 25.39 | 27.47
2021-06-21 | 27.66 | 27.35
2021-06-22 | 28.11 | 27.32
2021-06-23 | 28.05 | 27.33
2021-06-24 | 28.6 | 27.38
2021-06-25 | 28.38 | 27.49
2021-06-26 | 26.69 | 27.55
2021-06-27 | 25.82 | 27.62
2021-06-28 | 28.02 | 27.67
2021-06-29 | 28.09 | 27.66
2021-06-30 | 27.85 | 27.64
2021-07-01 | 28.45 | 27.61
2021-07-02 | 28.59 | 27.64
2021-07-03 | 27.04 | 27.69
2021-07-04 | 25.68 | 27.67
2021-07-05 | 27.9 | 27.66
2021-07-06 | 28.1 | 27.66
2021-07-07 | 28.18 | 27.71
2021-07-08 | 28.4 | 27.7
2021-07-09 | 28.66 | 27.71
2021-07-10 | 26.27 | 27.6
2021-07-11 | 25.19 | 27.53
2021-07-12 | 27.31 | 27.44
2021-07-13 | 26.85 | 27.27
2021-07-14 | 26.76 | 27.06
2021-07-15 | 27.03 | 26.87
2021-07-16 | 27.8 | 26.74
2021-07-17 | 26.65 | 26.8
2021-07-18 | 26.19 | 26.94
2021-07-19 | 28.35 | 27.09
2021-07-20 | 26.36 | 27.02
2021-07-21 | 28.65 | 27.29
2021-07-22 | 28.77 | 27.54
2021-07-23 | 28.76 | 27.68
2021-07-24 | 26.8 | 27.7
2021-07-25 | 26.58 | 27.75
2021-07-26 | 28.82 | 27.82
2021-07-27 | 28.74 | 28.16
2021-07-28 | 28.63 | 28.16
2021-07-29 | 28.68 | 28.14
2021-07-30 | 28.94 | 28.17
2021-07-31 | 26.79 | 28.17
2021-08-01 | 25.37 | 28
2021-08-02 | 27.78 | 27.85
2021-08-03 | 27.94 | 27.73
2021-08-04 | 27.6 | 27.59
2021-08-05 | 27.84 | 27.47
2021-08-06 | 28.31 | 27.38
2021-08-07 | 26.82 | 27.38
2021-08-08 | 25.55 | 27.41
2021-08-09 | 25.29 | 27.05
2021-08-10 | 28.3 | 27.1
2021-08-11 | 28.18 | 27.18
2021-08-12 | 28.18 | 27.23
2021-08-13 | 27.91 | 27.18
2021-08-14 | 26.38 | 27.11
2021-08-15 | 25.33 | 27.08
2021-08-16 | 27.59 | 27.41
2021-08-17 | 27.4 | 27.28
2021-08-18 | 27.02 | 27.12
2021-08-19 | 26.77 | 26.91
2021-08-20 | 27.09 | 26.8
2021-08-21 | 25.64 | 26.69
2021-08-22 | 24.99 | 26.64
2021-08-23 | 27 | 26.56
2021-08-24 | 27.01 | 26.5
2021-08-25 | 26.85 | 26.48
2021-08-26 | 27.1 | 26.53
2021-08-27 | 27.46 | 26.58
2021-08-28 | 26.52 | 26.7
2021-08-29 | 25.7 | 26.81
2021-08-30 | 27.18 | 26.83
2021-08-31 | 27.32 | 26.88
2021-09-01 | 27.56 | 26.98 | Sep/21
2021-09-02 | 26.97 | 26.96
2021-09-03 | 27 | 26.89
2021-09-04 | 26.16 | 26.84
2021-09-05 | 25.37 | 26.79
2021-09-06 | 27.63 | 26.86
2021-09-07 | 27.21 | 26.84
2021-09-08 | 27.52 | 26.84
2021-09-09 | 28.11 | 27
2021-09-10 | 27.58 | 27.08
2021-09-11 | 26.38 | 27.11
2021-09-12 | 25.95 | 27.2
2021-09-13 | 27.62 | 27.2
2021-09-14 | 27.68 | 27.26
2021-09-15 | 28 | 27.33
2021-09-16 | 28.39 | 27.37
2021-09-17 | 28.5 | 27.5
2021-09-18 | 27.11 | 27.61
2021-09-19 | 26.08 | 27.63
2021-09-20 | 28.05 | 27.69
2021-09-21 | 28.25 | 27.77
2021-09-22 | 28.17 | 27.79
2021-09-23 | 28.05 | 27.74
2021-09-24 | 28.56 | 27.75
2021-09-25 | 26.96 | 27.73
2021-09-26 | 26.28 | 27.76
2021-09-27 | 27.91 | 27.74
2021-09-28 | 27.72 | 27.66
2021-09-29 | 28.02 | 27.64
2021-09-30 | 27.66 | 27.59
2021-10-01 | 27.4 | 27.42
2021-10-02 | 25.79 | 27.25
2021-10-03 | 25.3 | 27.11
2021-10-04 | 27.92 | 27.12
2021-10-05 | 28 | 27.16
2021-10-06 | 28.13 | 27.17
2021-10-07 | 28.27 | 27.26
2021-10-08 | 28.58 | 27.43
2021-10-09 | 27.22 | 27.63
2021-10-10 | 26.63 | 27.82
2021-10-11 | 28.46 | 27.9
2021-10-12 | 29.51 | 28.11
2021-10-13 | 29.49 | 28.31
2021-10-14 | 29.3 | 28.46
2021-10-15 | 29.12 | 28.53
2021-10-16 | 28.04 | 28.65
2021-10-17 | 26.76 | 28.67
2021-10-18 | 28.17 | 28.63
2021-10-19 | 28.51 | 28.48
2021-10-20 | 28.19 | 28.3
2021-10-21 | 27.53 | 28.05
2021-10-22 | 27.74 | 27.85
2021-10-23 | 26.04 | 27.56
2021-10-24 | 25.4 | 27.37
2021-10-25 | 27.84 | 27.32
2021-10-26 | 28.08 | 27.26
2021-10-27 | 28.13 | 27.25
2021-10-28 | 28.21 | 27.35
2021-10-29 | 28.6 | 27.47
2021-10-30 | 27.42 | 27.67
2021-10-31 | 26.26 | 27.79
2021-11-01 | 27.7 | 27.77
2021-11-02 | 27.29 | 27.66
2021-11-03 | 27.13 | 27.52
2021-11-04 | 25.65 | 27.15
2021-11-05 | 26.76 | 26.89
2021-11-06 | 25.86 | 26.66
2021-11-07 | 25.45 | 26.55
2021-11-08 | 27.44 | 26.51
2021-11-09 | 27.59 | 26.55
2021-11-10 | 27.24 | 26.57
2021-11-11 | 27.18 | 26.79
2021-11-12 | 27.39 | 26.88
2021-11-13 | 26.47 | 26.97
2021-11-14 | 26.1 | 27.06
2021-11-15 | 28.41 | 27.2
2021-11-16 | 28.27 | 27.29
2021-11-17 | 28.79 | 27.52
2021-11-18 | 28.38 | 27.69
2021-11-19 | 28.35 | 27.82
2021-11-20 | 26.55 | 27.84
2021-11-21 | 25.59 | 27.76
2021-11-22 | 27.81 | 27.68
2021-11-23 | 28.51 | 27.71
2021-11-24 | 27.79 | 27.57
2021-11-25 | 27.87 | 27.5
2021-11-26 | 27.59 | 27.39
2021-11-27 | 26.38 | 27.36
2021-11-28 | 25.76 | 27.39
2021-11-29 | 28.01 | 27.42
2021-11-30 | 28.77 | 27.45
2021-12-01 | 28.92 | 27.61
2021-12-02 | 28.47 | 27.7
2021-12-03 | 27.87 | 27.74
2021-12-04 | 26.67 | 27.78
2021-12-05 | 26.24 | 27.85
2021-12-06 | 27.97 | 27.84
2021-12-07 | 28.4 | 27.79
2021-12-08 | 28.48 | 27.73
2021-12-09 | 28.63 | 27.75
2021-12-10 | 28.38 | 27.82
2021-12-11 | 26.73 | 27.83
2021-12-12 | 25.93 | 27.79
2021-12-13 | 27.7 | 27.75
2021-12-14 | 27.91 | 27.68
2021-12-15 | 27.97 | 27.61
2021-12-16 | 28.16 | 27.54
2021-12-17 | 28.12 | 27.5
2021-12-18 | 26.53 | 27.47
2021-12-19 | 25.55 | 27.42
2021-12-20 | 27.5 | 27.39
2021-12-21 | 27.96 | 27.4
2021-12-22 | 28.11 | 27.42
2021-12-23 | 27.94 | 27.39
2021-12-24 | 27.49 | 27.3
2021-12-25 | 25.82 | 27.2
2021-12-26 | 25.61 | 27.2
2021-12-27 | 27.25 | 27.17
2021-12-28 | 27.68 | 27.13
2021-12-29 | 27.82 | 27.09
2021-12-30 | 27.7 | 27.05
2021-12-31 | 26.86 | 26.96
2022-01-01 | 24 | 26.7 | Jan/22
2022-01-02 | 23.69 | 26.43
2022-01-03 | 24.99 | 26.11
2022-01-04 | 26.13 | 25.88
2022-01-05 | 26.64 | 25.72
2022-01-06 | 26.8 | 25.59
2022-01-07 | 27.03 | 25.61
2022-01-08 | 25.37 | 25.81
2022-01-09 | 24.73 | 25.96
2022-01-10 | 26.64 | 26.19
2022-01-11 | 27 | 26.32
2022-01-12 | 27.02 | 26.37
2022-01-13 | 27.06 | 26.41
2022-01-14 | 26.88 | 26.39
2022-01-15 | 25.57 | 26.41
2022-01-16 | 25.05 | 26.46
2022-01-17 | 27.18 | 26.54
2022-01-18 | 26.95 | 26.53
2022-01-19 | 26.91 | 26.51
2022-01-20 | 27.1 | 26.52
2022-01-21 | 27.1 | 26.55
2022-01-22 | 25.79 | 26.58
2022-01-23 | 25.16 | 26.6
2022-01-24 | 27.43 | 26.63
2022-01-25 | 27 | 26.64
2022-01-26 | 27.58 | 26.74
2022-01-27 | 27.35 | 26.77
2022-01-28 | 27.31 | 26.8
2022-01-29 | 25.94 | 26.82
2022-01-30 | 25.13 | 26.82
2022-01-31 | 25.66 | 26.57
2022-02-01 | 24.27 | 26.18
2022-02-02 | 24.38 | 25.72
2022-02-03 | 26.56 | 25.61
2022-02-04 | 27.07 | 25.57
2022-02-05 | 26.09 | 25.59
2022-02-06 | 25.18 | 25.6
2022-02-07 | 26.95 | 25.79
2022-02-08 | 26.9 | 26.16
2022-02-09 | 26.7 | 26.49
2022-02-10 | 26.33 | 26.46
2022-02-11 | 26.16 | 26.33
2022-02-12 | 25.18 | 26.2
2022-02-13 | 24.73 | 26.14
2022-02-14 | 26.74 | 26.11
2022-02-15 | 26.94 | 26.11
2022-02-16 | 26.5 | 26.08
2022-02-17 | 26.83 | 26.15
2022-02-18 | 27.44 | 26.34
2022-02-19 | 26.01 | 26.46
2022-02-20 | 25.24 | 26.53
2022-02-21 | 27.16 | 26.59
2022-02-22 | 27.33 | 26.64
2022-02-23 | 27.48 | 26.78
2022-02-24 | 26.75 | 26.77
2022-02-25 | 26.74 | 26.67
2022-02-26 | 25.55 | 26.61
2022-02-27 | 24.85 | 26.55
2022-02-28 | 26.86 | 26.51
2022-03-01 | 27.22 | 26.49
2022-03-02 | 27.23 | 26.46
2022-03-03 | 27.06 | 26.5
2022-03-04 | 27.28 | 26.58
2022-03-05 | 25.9 | 26.63
2022-03-06 | 25.21 | 26.68
2022-03-07 | 27.27 | 26.74
2022-03-08 | 27.2 | 26.74
2022-03-09 | 27.42 | 26.76
2022-03-10 | 27.14 | 26.77
2022-03-11 | 27.32 | 26.78
2022-03-12 | 25.82 | 26.77
2022-03-13 | 25.36 | 26.79
2022-03-14 | 27.67 | 26.85
2022-03-15 | 27.27 | 26.86
2022-03-16 | 26.72 | 26.76
2022-03-17 | 26.83 | 26.71
2022-03-18 | 26.78 | 26.64
2022-03-19 | 25.68 | 26.62
2022-03-20 | 25.12 | 26.58
2022-03-21 | 27.1 | 26.5
2022-03-22 | 27.67 | 26.56
2022-03-23 | 27.33 | 26.64
2022-03-24 | 27.31 | 26.71
2022-03-25 | 27.35 | 26.79
2022-03-26 | 25.9 | 26.83
2022-03-27 | 25.12 | 26.83
2022-03-28 | 27.36 | 26.86
2022-03-29 | 26.96 | 26.76
2022-03-30 | 27.11 | 26.73
2022-03-31 | 27.18 | 26.71
2022-04-01 | 26.93 | 26.65
2022-04-02 | 25.68 | 26.62
2022-04-03 | 24.8 | 26.57
2022-04-04 | 26.65 | 26.47
2022-04-05 | 27.63 | 26.57
2022-04-06 | 27.6 | 26.64
2022-04-07 | 27.25 | 26.65
2022-04-08 | 27.35 | 26.71
2022-04-09 | 25.81 | 26.73
2022-04-10 | 25.22 | 26.79
2022-04-11 | 27.31 | 26.88
2022-04-12 | 27.48 | 26.86
2022-04-13 | 27.64 | 26.87
2022-04-14 | 27.45 | 26.89
2022-04-15 | 25.13 | 26.58
2022-04-16 | 25.41 | 26.52
2022-04-17 | 25.6 | 26.57
2022-04-18 | 27.2 | 26.56
2022-04-19 | 27.38 | 26.54
2022-04-20 | 27.3 | 26.5
2022-04-21 | 26.82 | 26.41
2022-04-22 | 27.01 | 26.67
2022-04-23 | 26.1 | 26.77
2022-04-24 | 25.47 | 26.75
2022-04-25 | 27.54 | 26.8
2022-04-26 | 27.58 | 26.83
2022-04-27 | 27.61 | 26.88
2022-04-28 | 27.52 | 26.98
2022-04-29 | 27.46 | 27.04
2022-04-30 | 25.77 | 26.99
2022-05-01 | 25.07 | 26.94 | May/22
2022-05-02 | 25.13 | 26.59
2022-05-03 | 25.28 | 26.26
2022-05-04 | 27.6 | 26.26
2022-05-05 | 28 | 26.33
2022-05-06 | 28.17 | 26.43
2022-05-07 | 26.6 | 26.55
2022-05-08 | 25.52 | 26.61
2022-05-09 | 28.12 | 27.04
2022-05-10 | 28.69 | 27.53
2022-05-11 | 27.97 | 27.58
2022-05-12 | 28.13 | 27.6
2022-05-13 | 28.34 | 27.62
2022-05-14 | 27.18 | 27.71
2022-05-15 | 26.03 | 27.78
2022-05-16 | 25.67 | 27.43
2022-05-17 | 27.83 | 27.31
2022-05-18 | 28.52 | 27.39
2022-05-19 | 28.35 | 27.42
2022-05-20 | 27.98 | 27.37
2022-05-21 | 26.55 | 27.28
2022-05-22 | 26.01 | 27.27
2022-05-23 | 27.99 | 27.6
2022-05-24 | 27.99 | 27.63
2022-05-25 | 27.79 | 27.52
2022-05-26 | 27.36 | 27.38
2022-05-27 | 27.78 | 27.35
2022-05-28 | 26.61 | 27.36
2022-05-29 | 26.16 | 27.38
2022-05-30 | 28.82 | 27.5
2022-05-31 | 29.03 | 27.65
2022-06-01 | 28.74 | 27.79
2022-06-02 | 28.35 | 27.93
2022-06-03 | 28.11 | 27.97
2022-06-04 | 26.3 | 27.93
2022-06-05 | 25.72 | 27.87
2022-06-06 | 27.79 | 27.72
2022-06-07 | 27.93 | 27.56
2022-06-08 | 27.77 | 27.42
2022-06-09 | 27.54 | 27.31
2022-06-10 | 27.38 | 27.2
2022-06-11 | 25.79 | 27.13
2022-06-12 | 24.96 | 27.02
2022-06-13 | 27.18 | 26.94
2022-06-14 | 27.24 | 26.84
2022-06-15 | 27.61 | 26.81
2022-06-16 | 27.41 | 26.8
2022-06-17 | 27.01 | 26.74
2022-06-18 | 25.61 | 26.72
2022-06-19 | 25.03 | 26.73
2022-06-20 | 26.88 | 26.68
2022-06-21 | 27.04 | 26.66
2022-06-22 | 27.13 | 26.59
2022-06-23 | 27.3 | 26.57
2022-06-24 | 27.1 | 26.58
2022-06-25 | 25.47 | 26.56
2022-06-26 | 25.04 | 26.57
2022-06-27 | 27.68 | 26.68
2022-06-28 | 27.84 | 26.79
2022-06-29 | 27.62 | 26.86
2022-06-30 | 27.49 | 26.89
2022-07-01 | 27.09 | 26.89
2022-07-02 | 25.86 | 26.95
2022-07-03 | 25.3 | 26.98
2022-07-04 | 27.88 | 27.01
2022-07-05 | 27.78 | 27
2022-07-06 | 27.75 | 27.02
2022-07-07 | 27.89 | 27.08
2022-07-08 | 27.76 | 27.17
2022-07-09 | 26.21 | 27.22
2022-07-10 | 25.18 | 27.21
2022-07-11 | 25.14 | 26.82
2022-07-12 | 27.64 | 26.8
2022-07-13 | 27.84 | 26.81
2022-07-14 | 28.09 | 26.84
2022-07-15 | 27.89 | 26.86
2022-07-16 | 26.15 | 26.85
2022-07-17 | 25.95 | 26.96
2022-07-18 | 28.4 | 27.42
2022-07-19 | 28.82 | 27.59
2022-07-20 | 27.85 | 27.59
2022-07-21 | 27.74 | 27.54
2022-07-22 | 27.41 | 27.47
2022-07-23 | 25.81 | 27.43
2022-07-24 | 24.93 | 27.28
2022-07-25 | 27.04 | 27.09
2022-07-26 | 26.73 | 26.79
2022-07-27 | 26.96 | 26.66
2022-07-28 | 27.62 | 26.64
2022-07-29 | 27.19 | 26.61
2022-07-30 | 25.29 | 26.54
2022-07-31 | 25 | 26.55
2022-08-01 | 27.5 | 26.61
2022-08-02 | 27.62 | 26.74
2022-08-03 | 27.05 | 26.75
2022-08-04 | 26.92 | 26.65
2022-08-05 | 26.76 | 26.59
2022-08-06 | 25.38 | 26.6
2022-08-07 | 25.04 | 26.61
2022-08-08 | 27.5 | 26.61
2022-08-09 | 25.63 | 26.33
2022-08-10 | 28.16 | 26.48
2022-08-11 | 28.43 | 26.7
2022-08-12 | 28.76 | 26.99
2022-08-13 | 26.76 | 27.18
2022-08-14 | 25.94 | 27.31
2022-08-15 | 28.48 | 27.45
2022-08-16 | 27.87 | 27.77
2022-08-17 | 27.98 | 27.75
2022-08-18 | 28.11 | 27.7
2022-08-19 | 27.94 | 27.58
2022-08-20 | 26.4 | 27.53
2022-08-21 | 24.98 | 27.39
2022-08-22 | 27.06 | 27.19
2022-08-23 | 27.4 | 27.12
2022-08-24 | 27.21 | 27.01
2022-08-25 | 27.42 | 26.92
2022-08-26 | 26.81 | 26.75
2022-08-27 | 25.41 | 26.61
2022-08-28 | 24.76 | 26.58
2022-08-29 | 26.96 | 26.57
2022-08-30 | 27.16 | 26.53
2022-08-31 | 27.18 | 26.53
2022-09-01 | 27.35 | 26.52 | Sep/22
2022-09-02 | 27.01 | 26.55
2022-09-03 | 25.3 | 26.53
2022-09-04 | 25.11 | 26.58
2022-09-05 | 26.93 | 26.58
2022-09-06 | 27 | 26.55
2022-09-07 | 27.02 | 26.53
2022-09-08 | 27.02 | 26.48
2022-09-09 | 27.07 | 26.49
2022-09-10 | 25.45 | 26.51
2022-09-11 | 25.1 | 26.51
2022-09-12 | 27.03 | 26.53
2022-09-13 | 27.34 | 26.58
2022-09-14 | 27.08 | 26.58
2022-09-15 | 27.19 | 26.61
2022-09-16 | 27.59 | 26.68
2022-09-17 | 26.49 | 26.83
2022-09-18 | 25.09 | 26.83
2022-09-19 | 26.8 | 26.8
2022-09-20 | 26.99 | 26.75
2022-09-21 | 27.24 | 26.77
2022-09-22 | 27.18 | 26.77
2022-09-23 | 27.09 | 26.7
2022-09-24 | 25.8 | 26.6
2022-09-25 | 24.68 | 26.54
2022-09-26 | 27.02 | 26.57
2022-09-27 | 27.13 | 26.59
2022-09-28 | 27.41 | 26.62
2022-09-29 | 27.63 | 26.68
2022-09-30 | 27.55 | 26.75
2022-10-01 | 25.8 | 26.75
2022-10-02 | 24.81 | 26.76
2022-10-03 | 27.28 | 26.8
2022-10-04 | 27.19 | 26.81
2022-10-05 | 27.06 | 26.76
2022-10-06 | 27.22 | 26.7
2022-10-07 | 26.74 | 26.59
2022-10-08 | 25.42 | 26.53
2022-10-09 | 24.78 | 26.53
2022-10-10 | 26.73 | 26.45
2022-10-11 | 26.92 | 26.41
2022-10-12 | 26.88 | 26.38
2022-10-13 | 27.27 | 26.39
2022-10-14 | 27.5 | 26.5
2022-10-15 | 26.05 | 26.59
2022-10-16 | 25.14 | 26.64
2022-10-17 | 26.95 | 26.67
2022-10-18 | 27.33 | 26.73
2022-10-19 | 27.68 | 26.85
2022-10-20 | 28.06 | 26.96
2022-10-21 | 27.41 | 26.95
2022-10-22 | 24.74 | 26.76
2022-10-23 | 23.78 | 26.56
2022-10-24 | 24.11 | 26.16
2022-10-25 | 26.69 | 26.07
2022-10-26 | 26.62 | 25.92
2022-10-27 | 26.66 | 25.72
2022-10-28 | 26.96 | 25.65
2022-10-29 | 25.58 | 25.77
2022-10-30 | 24.85 | 25.92
2022-10-31 | 26.09 | 26.21
2022-11-01 | 26.71 | 26.21
2022-11-02 | 26.61 | 26.21
2022-11-03 | 26.71 | 26.22
2022-11-04 | 26.55 | 26.16
2022-11-05 | 25.11 | 26.09
2022-11-06 | 24.61 | 26.06
2022-11-07 | 26.6 | 26.13
2022-11-08 | 26.65 | 26.12
2022-11-09 | 26.59 | 26.12
2022-11-10 | 26.51 | 26.09
2022-11-11 | 26.65 | 26.1
2022-11-12 | 25.29 | 26.13
2022-11-13 | 24.46 | 26.11
2022-11-14 | 26.74 | 26.13
2022-11-15 | 26.98 | 26.17
2022-11-16 | 27.21 | 26.26
2022-11-17 | 27.16 | 26.36
2022-11-18 | 27.41 | 26.46
2022-11-19 | 25.62 | 26.51
2022-11-20 | 24.79 | 26.56
2022-11-21 | 27.21 | 26.63
2022-11-22 | 27.99 | 26.77
2022-11-23 | 27.86 | 26.86
2022-11-24 | 27.85 | 26.96
2022-11-25 | 27.46 | 26.97
2022-11-26 | 26.24 | 27.06
2022-11-27 | 25.1 | 27.1
2022-11-28 | 27 | 27.07
2022-11-29 | 26.85 | 26.91
2022-11-30 | 26.83 | 26.76
2022-12-01 | 26.67 | 26.59
2022-12-02 | 26.33 | 26.43
2022-12-03 | 24.93 | 26.24
2022-12-04 | 24.49 | 26.16
2022-12-05 | 26.67 | 26.11
2022-12-06 | 26.68 | 26.09
2022-12-07 | 26.9 | 26.1
2022-12-08 | 26.97 | 26.14
2022-12-09 | 26.44 | 26.15
2022-12-10 | 24.93 | 26.15
2022-12-11 | 24.15 | 26.11
2022-12-12 | 25.99 | 26.01
2022-12-13 | 26.3 | 25.95
2022-12-14 | 25.95 | 25.82
2022-12-15 | 25.85 | 25.66
2022-12-16 | 25.68 | 25.55
2022-12-17 | 24.81 | 25.53
2022-12-18 | 24.03 | 25.52
2022-12-19 | 25.94 | 25.51
2022-12-20 | 25.98 | 25.46
2022-12-21 | 26 | 25.47
2022-12-22 | 25.91 | 25.48
2022-12-23 | 25.5 | 25.45
2022-12-24 | 24.15 | 25.36
2022-12-25 | 23.28 | 25.25
2022-12-26 | 23.57 | 24.91
2022-12-27 | 25.6 | 24.86
2022-12-28 | 25.85 | 24.84
2022-12-29 | 26.05 | 24.86
2022-12-30 | 25.65 | 24.88
2022-12-31 | 24.3 | 24.9
2023-01-01 | 24.61 | 25.09 | Jan/23
2023-01-02 | 25.04 | 25.3
2023-01-03 | 27.36 | 25.55
2023-01-04 | 27.41 | 25.77
2023-01-05 | 27.52 | 25.98
2023-01-06 | 27.53 | 26.25
2023-01-07 | 26.32 | 26.54
2023-01-08 | 25.64 | 26.69
2023-01-09 | 28.01 | 27.11
2023-01-10 | 28.48 | 27.27
2023-01-11 | 28.22 | 27.39
2023-01-12 | 27.91 | 27.44
2023-01-13 | 28.18 | 27.54
2023-01-14 | 26.55 | 27.57
2023-01-15 | 25.93 | 27.61
2023-01-16 | 27.96 | 27.6
2023-01-17 | 27.54 | 27.47
2023-01-18 | 27.58 | 27.38
2023-01-19 | 27.39 | 27.3
2023-01-20 | 26.92 | 27.12
2023-01-21 | 25.01 | 26.9
2023-01-22 | 23.98 | 26.63
2023-01-23 | 24.12 | 26.08
2023-01-24 | 24.12 | 25.59
2023-01-25 | 25.48 | 25.29
2023-01-26 | 25.8 | 25.06
2023-01-27 | 26.23 | 24.96
2023-01-28 | 25.27 | 25
2023-01-29 | 24.33 | 25.05
2023-01-30 | 26.64 | 25.41
2023-01-31 | 26.76 | 25.79
2023-02-01 | 26.78 | 25.97
2023-02-02 | 27.12 | 26.16
2023-02-03 | 26.97 | 26.27
2023-02-04 | 25.71 | 26.33
2023-02-05 | 24.61 | 26.37
2023-02-06 | 26.45 | 26.34
2023-02-07 | 26.92 | 26.37
2023-02-08 | 27.33 | 26.44
2023-02-09 | 27.39 | 26.48
2023-02-10 | 27.46 | 26.55
2023-02-11 | 25.98 | 26.59
2023-02-12 | 24.91 | 26.63
2023-02-13 | 26.89 | 26.7
2023-02-14 | 27.11 | 26.72
2023-02-15 | 26.86 | 26.66
2023-02-16 | 26.48 | 26.53
2023-02-17 | 26.81 | 26.43
2023-02-18 | 25.65 | 26.39
2023-02-19 | 24.99 | 26.4
2023-02-20 | 26.93 | 26.4
2023-02-21 | 27.02 | 26.39
2023-02-22 | 27.25 | 26.45
2023-02-23 | 27.16 | 26.54
2023-02-24 | 27.08 | 26.58
2023-02-25 | 25.71 | 26.59
2023-02-26 | 24.92 | 26.58
2023-02-27 | 27.07 | 26.6
2023-02-28 | 26.98 | 26.6
2023-03-01 | 26.09 | 26.43
2023-03-02 | 26.26 | 26.3
2023-03-03 | 26.42 | 26.21
2023-03-04 | 25.02 | 26.11
2023-03-05 | 24.02 | 25.98
2023-03-06 | 26.03 | 25.83
2023-03-07 | 26.36 | 25.74
2023-03-08 | 26.5 | 25.8
2023-03-09 | 26.72 | 25.87
2023-03-10 | 27.11 | 25.97
2023-03-11 | 25.77 | 26.07
2023-03-12 | 25.01 | 26.21
2023-03-13 | 26.82 | 26.33
2023-03-14 | 26.97 | 26.41
2023-03-15 | 26.82 | 26.46
2023-03-16 | 27.32 | 26.55
2023-03-17 | 27.52 | 26.6
2023-03-18 | 26.25 | 26.67
2023-03-19 | 25.78 | 26.78
2023-03-20 | 28 | 26.95
2023-03-21 | 27.66 | 27.05
2023-03-22 | 28.13 | 27.24
2023-03-23 | 28.38 | 27.39
2023-03-24 | 28.47 | 27.52
2023-03-25 | 26.85 | 27.61
2023-03-26 | 25.98 | 27.64
2023-03-27 | 28.07 | 27.65
2023-03-28 | 28.35 | 27.75
2023-03-29 | 28.36 | 27.78
2023-03-30 | 28.21 | 27.76
2023-03-31 | 28.07 | 27.7
2023-04-01 | 26.65 | 27.67
2023-04-02 | 25.97 | 27.67
2023-04-03 | 27.7 | 27.62
2023-04-04 | 27.8 | 27.54
2023-04-05 | 28.52 | 27.56
2023-04-06 | 28.44 | 27.59
2023-04-07 | 26.49 | 27.37
2023-04-08 | 26.51 | 27.35
2023-04-09 | 26.14 | 27.37
2023-04-10 | 28.32 | 27.46
2023-04-11 | 28.54 | 27.57
2023-04-12 | 28.97 | 27.63
2023-04-13 | 29.28 | 27.75
2023-04-14 | 29.44 | 28.17
2023-04-15 | 27.86 | 28.36
2023-04-16 | 26.96 | 28.48
2023-04-17 | 29.56 | 28.66
2023-04-18 | 29.86 | 28.85
2023-04-19 | 30.01 | 29
2023-04-20 | 29.7 | 29.06
2023-04-21 | 29.23 | 29.03
2023-04-22 | 27.52 | 28.98
2023-04-23 | 27.4 | 29.04
2023-04-24 | 29.61 | 29.05
2023-04-25 | 29.79 | 29.04
2023-04-26 | 29.75 | 29
2023-04-27 | 30.07 | 29.05
2023-04-28 | 29.7 | 29.12
2023-04-29 | 27.52 | 29.12
2023-04-30 | 26.58 | 29
2023-05-01 | 26.78 | 28.6 | May/23
2023-05-02 | 29.57 | 28.57
2023-05-03 | 29.77 | 28.57
2023-05-04 | 29.45 | 28.48
2023-05-05 | 29.36 | 28.43
2023-05-06 | 27.5 | 28.43
2023-05-07 | 26.77 | 28.46
2023-05-08 | 29.44 | 28.84
2023-05-09 | 29.53 | 28.83
2023-05-10 | 30.34 | 28.91
2023-05-11 | 30.87 | 29.12
2023-05-12 | 30.75 | 29.31
2023-05-13 | 29.06 | 29.54
2023-05-14 | 28.43 | 29.77
2023-05-15 | 30.53 | 29.93
2023-05-16 | 29.87 | 29.98
2023-05-17 | 30 | 29.93
2023-05-18 | 29.78 | 29.77
2023-05-19 | 29.93 | 29.66
2023-05-20 | 28.47 | 29.57
2023-05-21 | 27.25 | 29.4
2023-05-22 | 29.36 | 29.24
2023-05-23 | 29.67 | 29.21
2023-05-24 | 30.04 | 29.21
2023-05-25 | 30.73 | 29.35
2023-05-26 | 30.07 | 29.37
2023-05-27 | 28.14 | 29.32
2023-05-28 | 27.16 | 29.31
2023-05-29 | 29.75 | 29.37
2023-05-30 | 30.2 | 29.44
2023-05-31 | 30.21 | 29.47
2023-06-01 | 29.71 | 29.32
2023-06-02 | 27.11 | 28.9
2023-06-03 | 28.24 | 28.91
2023-06-04 | 26.85 | 28.87
2023-06-05 | 28.46 | 28.68
2023-06-06 | 29.07 | 28.52
2023-06-07 | 29.24 | 28.38
2023-06-08 | 29.38 | 28.34
2023-06-09 | 29.56 | 28.69
2023-06-10 | 28.09 | 28.66
2023-06-11 | 27.32 | 28.73
2023-06-12 | 29.44 | 28.87
2023-06-13 | 29.42 | 28.92
2023-06-14 | 29.55 | 28.97
2023-06-15 | 29.33 | 28.96
2023-06-16 | 29.53 | 28.95
2023-06-17 | 28.28 | 28.98
2023-06-18 | 27.03 | 28.94
2023-06-19 | 29.36 | 28.93
2023-06-20 | 29.87 | 28.99
2023-06-21 | 30.12 | 29.07
2023-06-22 | 30.29 | 29.21
2023-06-23 | 30.27 | 29.32
2023-06-24 | 28.12 | 29.29
2023-06-25 | 26.85 | 29.27
2023-06-26 | 29.42 | 29.28
2023-06-27 | 29.53 | 29.23
2023-06-28 | 29.27 | 29.11
2023-06-29 | 27.26 | 28.67
2023-06-30 | 29.3 | 28.54
2023-07-01 | 27.04 | 28.38
2023-07-02 | 26.63 | 28.35
2023-07-03 | 29.46 | 28.36
2023-07-04 | 29.48 | 28.35
2023-07-05 | 29.77 | 28.42
2023-07-06 | 29.19 | 28.7
2023-07-07 | 29.05 | 28.66
2023-07-08 | 27.65 | 28.75
2023-07-09 | 27.12 | 28.82
2023-07-10 | 28.93 | 28.74
2023-07-11 | 28.82 | 28.65
2023-07-12 | 28.36 | 28.45
2023-07-13 | 28.57 | 28.36
2023-07-14 | 28.51 | 28.28
2023-07-15 | 26.72 | 28.15
2023-07-16 | 26.34 | 28.04
2023-07-17 | 28.85 | 28.02
2023-07-18 | 28.78 | 28.02
2023-07-19 | 28.63 | 28.06
2023-07-20 | 28.78 | 28.09
2023-07-21 | 28.87 | 28.14
2023-07-22 | 27.68 | 28.28
2023-07-23 | 27.05 | 28.38
2023-07-24 | 28.84 | 28.38
2023-07-25 | 29.51 | 28.48
2023-07-26 | 30.04 | 28.68
2023-07-27 | 30.08 | 28.87
2023-07-28 | 30.03 | 29.03
2023-07-29 | 28.09 | 29.09
2023-07-30 | 27.03 | 29.09
2023-07-31 | 29.31 | 29.16
2023-08-01 | 29.75 | 29.19
2023-08-02 | 30.07 | 29.19
2023-08-03 | 29.72 | 29.14
2023-08-04 | 29.18 | 29.02
2023-08-05 | 27.85 | 28.99
2023-08-06 | 26.96 | 28.98
2023-08-07 | 29.61 | 29.02
2023-08-08 | 29.51 | 28.99
2023-08-09 | 27.1 | 28.56
2023-08-10 | 29.31 | 28.5
2023-08-11 | 29.22 | 28.51
2023-08-12 | 27.57 | 28.47
2023-08-13 | 26.81 | 28.45
2023-08-14 | 28.83 | 28.34
2023-08-15 | 28.57 | 28.2
2023-08-16 | 28.86 | 28.45
2023-08-17 | 29.01 | 28.41
2023-08-18 | 28.77 | 28.35
2023-08-19 | 27.07 | 28.27
2023-08-20 | 26.22 | 28.19
2023-08-21 | 28.43 | 28.13
2023-08-22 | 28.55 | 28.13
2023-08-23 | 28.88 | 28.13
2023-08-24 | 29.28 | 28.17
2023-08-25 | 29.16 | 28.23
2023-08-26 | 27.37 | 28.27
2023-08-27 | 26.38 | 28.29
2023-08-28 | 29.15 | 28.4
2023-08-29 | 29.21 | 28.49
2023-08-30 | 28.71 | 28.47
2023-08-31 | 29.03 | 28.43
2023-09-01 | 26.84 | 28.1 | Sep/23
2023-09-02 | 27.03 | 28.05
2023-09-03 | 26.73 | 28.1
2023-09-04 | 29.01 | 28.08
2023-09-05 | 29.42 | 28.11
2023-09-06 | 29.33 | 28.2
2023-09-07 | 28.6 | 28.14
2023-09-08 | 29.03 | 28.45
2023-09-09 | 27.56 | 28.53
2023-09-10 | 26.36 | 28.47
2023-09-11 | 28.8 | 28.44
2023-09-12 | 29.28 | 28.42
2023-09-13 | 29.48 | 28.44
2023-09-14 | 29.37 | 28.55
2023-09-15 | 29.3 | 28.59
2023-09-16 | 27.85 | 28.63
2023-09-17 | 27.04 | 28.73
2023-09-18 | 29.27 | 28.8
2023-09-19 | 29.46 | 28.82
2023-09-20 | 29.17 | 28.78
2023-09-21 | 28.7 | 28.68
2023-09-22 | 28.76 | 28.61
2023-09-23 | 27.03 | 28.49
2023-09-24 | 26.38 | 28.4
2023-09-25 | 28.36 | 28.27
2023-09-26 | 28.86 | 28.18
2023-09-27 | 28.95 | 28.15
2023-09-28 | 29.04 | 28.2
2023-09-29 | 29.12 | 28.25
2023-09-30 | 27.27 | 28.28
2023-10-01 | 26.1 | 28.24
2023-10-02 | 28.93 | 28.32
2023-10-03 | 29.07 | 28.35
2023-10-04 | 28.92 | 28.35
2023-10-05 | 29.31 | 28.39
2023-10-06 | 29.72 | 28.47
2023-10-07 | 28.2 | 28.61
2023-10-08 | 27.27 | 28.77
2023-10-09 | 29.7 | 28.88
2023-10-10 | 29.77 | 28.98
2023-10-11 | 29.79 | 29.11
2023-10-12 | 29.74 | 29.17
2023-10-13 | 29.8 | 29.18
2023-10-14 | 28.11 | 29.17
2023-10-15 | 27.24 | 29.16
2023-10-16 | 29.66 | 29.16
2023-10-17 | 29.8 | 29.16
2023-10-18 | 29.74 | 29.16
2023-10-19 | 29.05 | 29.06
2023-10-20 | 29.17 | 28.97
2023-10-21 | 27.22 | 28.84
2023-10-22 | 26.32 | 28.71
2023-10-23 | 28.67 | 28.57
2023-10-24 | 28.63 | 28.4
2023-10-25 | 28.62 | 28.24
2023-10-26 | 28.7 | 28.19
2023-10-27 | 29.05 | 28.17
2023-10-28 | 27.46 | 28.21
2023-10-29 | 26.61 | 28.25
2023-10-30 | 29.03 | 28.3
2023-10-31 | 29.11 | 28.37
2023-11-01 | 29.13 | 28.44
2023-11-02 | 29.07 | 28.49
2023-11-03 | 29.22 | 28.52
2023-11-04 | 27.93 | 28.59
2023-11-05 | 27.01 | 28.64
2023-11-06 | 29.32 | 28.68
2023-11-07 | 29.21 | 28.7
2023-11-08 | 29.06 | 28.69
2023-11-09 | 29.01 | 28.68
2023-11-10 | 28.85 | 28.63
2023-11-11 | 26.83 | 28.47
2023-11-12 | 25.99 | 28.32
2023-11-13 | 26.33 | 27.9
2023-11-14 | 28.72 | 27.83
2023-11-15 | 28.51 | 27.75
2023-11-16 | 28.55 | 27.68
2023-11-17 | 28.38 | 27.62
2023-11-18 | 26.86 | 27.62
2023-11-19 | 26.37 | 27.67
2023-11-20 | 28.57 | 27.99
2023-11-21 | 28.82 | 28.01
2023-11-22 | 28.43 | 28
2023-11-23 | 28.49 | 27.99
2023-11-24 | 28.21 | 27.96
2023-11-25 | 26.77 | 27.95
2023-11-26 | 25.66 | 27.85
2023-11-27 | 27.78 | 27.74
2023-11-28 | 28.17 | 27.64
2023-11-29 | 28.21 | 27.61
2023-11-30 | 28.27 | 27.58
2023-12-01 | 27.57 | 27.49
2023-12-02 | 26.24 | 27.41
2023-12-03 | 25.51 | 27.39
2023-12-04 | 27.31 | 27.33
2023-12-05 | 27.66 | 27.25
2023-12-06 | 27.83 | 27.2
2023-12-07 | 27.66 | 27.11
2023-12-08 | 27.88 | 27.16
2023-12-09 | 26.79 | 27.23
2023-12-10 | 25.98 | 27.3
2023-12-11 | 28.23 | 27.43
2023-12-12 | 28.21 | 27.51
2023-12-13 | 27.95 | 27.53
2023-12-14 | 28.07 | 27.59
2023-12-15 | 27.96 | 27.6
2023-12-16 | 26.64 | 27.58
2023-12-17 | 25.74 | 27.54
2023-12-18 | 28.01 | 27.51
2023-12-19 | 28.05 | 27.49
2023-12-20 | 27.87 | 27.48
2023-12-21 | 27.85 | 27.45
2023-12-22 | 27.49 | 27.38
2023-12-23 | 26.21 | 27.32
2023-12-24 | 25.26 | 27.25
2023-12-25 | 25.63 | 26.91
2023-12-26 | 27.24 | 26.79
2023-12-27 | 27.59 | 26.75
2023-12-28 | 27.53 | 26.71
2023-12-29 | 27.33 | 26.68
2023-12-30 | 26.39 | 26.71
2023-12-31 | 25.39 | 26.73
2024-01-01 | 24.92 | 26.63 | Jan/24
2024-01-02 | 27.03 | 26.6
2024-01-03 | 27.71 | 26.61
2024-01-04 | 27.65 | 26.63
2024-01-05 | 27.4 | 26.64
2024-01-06 | 26.31 | 26.63
2024-01-07 | 25.66 | 26.67
2024-01-08 | 27.45 | 27.03
2024-01-09 | 27.71 | 27.13
2024-01-10 | 27.86 | 27.15
2024-01-11 | 28.08 | 27.21
2024-01-12 | 27.76 | 27.26
2024-01-13 | 26.21 | 27.25
2024-01-14 | 25.59 | 27.24
2024-01-15 | 28.35 | 27.37
2024-01-16 | 28.21 | 27.44
2024-01-17 | 28.32 | 27.5
2024-01-18 | 28.3 | 27.53
2024-01-19 | 28.03 | 27.57
2024-01-20 | 26.02 | 27.55
2024-01-21 | 24.8 | 27.43
2024-01-22 | 27.83 | 27.36
2024-01-23 | 28.32 | 27.37
2024-01-24 | 28.44 | 27.39
2024-01-25 | 28.2 | 27.38
2024-01-26 | 28.11 | 27.39
2024-01-27 | 26.56 | 27.47
2024-01-28 | 25.93 | 27.63
2024-01-29 | 28.04 | 27.66
2024-01-30 | 28.07 | 27.62
2024-01-31 | 28.13 | 27.58
2024-02-01 | 28.29 | 27.59
2024-02-02 | 28.35 | 27.62
2024-02-03 | 26.69 | 27.64
2024-02-04 | 25.93 | 27.64
2024-02-05 | 28.32 | 27.68
2024-02-06 | 28.58 | 27.76
2024-02-07 | 28.59 | 27.82
2024-02-08 | 28.32 | 27.83
2024-02-09 | 26.76 | 27.6
2024-02-10 | 24.03 | 27.22
2024-02-11 | 24.18 | 26.97
2024-02-12 | 24.98 | 26.49
2024-02-13 | 26.77 | 26.23
2024-02-14 | 27.48 | 26.07
2024-02-15 | 27.78 | 26
2024-02-16 | 27.72 | 26.13
2024-02-17 | 26.36 | 26.47
2024-02-18 | 25.98 | 26.72
2024-02-19 | 28.72 | 27.26
2024-02-20 | 28.97 | 27.57
2024-02-21 | 29.27 | 27.83
2024-02-22 | 29.1 | 28.02
2024-02-23 | 29.18 | 28.23
2024-02-24 | 27.57 | 28.4
2024-02-25 | 26.48 | 28.47
2024-02-26 | 29.3 | 28.55
2024-02-27 | 29.34 | 28.61
2024-02-28 | 29.04 | 28.57
2024-02-29 | 29.13 | 28.58
2024-03-01 | 29.51 | 28.62
2024-03-02 | 27.66 | 28.64
2024-03-03 | 26.72 | 28.67
2024-03-04 | 29.05 | 28.64
2024-03-05 | 28.66 | 28.54
2024-03-06 | 28.66 | 28.48
2024-03-07 | 29.02 | 28.47
2024-03-08 | 28.85 | 28.37
2024-03-09 | 27.03 | 28.28
2024-03-10 | 26.57 | 28.26
2024-03-11 | 28.42 | 28.17
2024-03-12 | 28.95 | 28.21
2024-03-13 | 28.73 | 28.22
2024-03-14 | 29.07 | 28.23
2024-03-15 | 28.91 | 28.24
2024-03-16 | 27.36 | 28.29
2024-03-17 | 26.82 | 28.32
2024-03-18 | 28.98 | 28.4
2024-03-19 | 29.4 | 28.47
2024-03-20 | 29.36 | 28.56
2024-03-21 | 29.48 | 28.62
2024-03-22 | 29.01 | 28.63
2024-03-23 | 27.45 | 28.64
2024-03-24 | 27.07 | 28.68
2024-03-25 | 29.55 | 28.76
2024-03-26 | 29.79 | 28.82
2024-03-27 | 29.79 | 28.88
2024-03-28 | 29.96 | 28.95
2024-03-29 | 27.33 | 28.71
2024-03-30 | 27.99 | 28.78
2024-03-31 | 27.5 | 28.84
2024-04-01 | 30 | 28.91
2024-04-02 | 29.96 | 28.93
2024-04-03 | 30.26 | 29
2024-04-04 | 29.87 | 28.99
2024-04-05 | 29.47 | 29.29
2024-04-06 | 27.98 | 29.29
2024-04-07 | 27.54 | 29.3
2024-04-08 | 29.92 | 29.29
2024-04-09 | 29.81 | 29.26
2024-04-10 | 27.93 | 28.93
2024-04-11 | 29.43 | 28.87
2024-04-12 | 28.98 | 28.8
2024-04-13 | 27.14 | 28.68
2024-04-14 | 26.99 | 28.6
2024-04-15 | 29.43 | 28.53
2024-04-16 | 29.69 | 28.51
2024-04-17 | 29.1 | 28.68
2024-04-18 | 29.33 | 28.67
2024-04-19 | 29.74 | 28.77
2024-04-20 | 28.06 | 28.91
2024-04-21 | 27.21 | 28.94
2024-04-22 | 29.88 | 29
2024-04-23 | 30.12 | 29.06
2024-04-24 | 30.24 | 29.23
2024-04-25 | 30.34 | 29.37
2024-04-26 | 30.61 | 29.49
2024-04-27 | 28.87 | 29.61
2024-04-28 | 28.05 | 29.73
2024-04-29 | 30.36 | 29.8
2024-04-30 | 30.84 | 29.9
2024-05-01 | 28.47 | 29.65 | May/24
2024-05-02 | 30.43 | 29.66
2024-05-03 | 30.41 | 29.63
2024-05-04 | 27.99 | 29.51
2024-05-05 | 26.71 | 29.32
2024-05-06 | 30.01 | 29.27
2024-05-07 | 29.95 | 29.14
2024-05-08 | 29.39 | 29.27
2024-05-09 | 29.46 | 29.13
2024-05-10 | 30 | 29.07
2024-05-11 | 28.39 | 29.13
2024-05-12 | 27.84 | 29.29
2024-05-13 | 29.86 | 29.27
2024-05-14 | 29.53 | 29.21
2024-05-15 | 30.1 | 29.31
2024-05-16 | 29.69 | 29.34
2024-05-17 | 29.3 | 29.24
2024-05-18 | 28.04 | 29.19
2024-05-19 | 27.38 | 29.13
2024-05-20 | 29.44 | 29.07
2024-05-21 | 29.84 | 29.11
2024-05-22 | 27.87 | 28.79
2024-05-23 | 29.53 | 28.77
2024-05-24 | 29.26 | 28.77
2024-05-25 | 27.61 | 28.7
2024-05-26 | 26.79 | 28.62
2024-05-27 | 29.68 | 28.65
2024-05-28 | 30.11 | 28.69
2024-05-29 | 30.26 | 29.03
2024-05-30 | 30.33 | 29.15
2024-05-31 | 30.26 | 29.29
2024-06-01 | 27.91 | 29.33
2024-06-02 | 26.82 | 29.34
2024-06-03 | 28.78 | 29.21
2024-06-04 | 29.37 | 29.1
2024-06-05 | 29.47 | 28.99
2024-06-06 | 29.78 | 28.91
2024-06-07 | 29.22 | 28.76
2024-06-08 | 27.66 | 28.73
2024-06-09 | 26.89 | 28.74
2024-06-10 | 29.44 | 28.83
2024-06-11 | 29.34 | 28.83
2024-06-12 | 29.43 | 28.82
2024-06-13 | 29.25 | 28.75
2024-06-14 | 29.39 | 28.77
2024-06-15 | 27.62 | 28.77
2024-06-16 | 26.34 | 28.69
2024-06-17 | 26.6 | 28.28
2024-06-18 | 29.26 | 28.27
2024-06-19 | 29.49 | 28.28
2024-06-20 | 29.37 | 28.3
2024-06-21 | 29.03 | 28.24
2024-06-22 | 27.26 | 28.19
2024-06-23 | 26.44 | 28.21
2024-06-24 | 29.35 | 28.6
2024-06-25 | 29.82 | 28.68
2024-06-26 | 29.44 | 28.67
2024-06-27 | 29.57 | 28.7
2024-06-28 | 29.51 | 28.77
2024-06-29 | 27.59 | 28.82
2024-06-30 | 26.85 | 28.88
2024-07-01 | 28.54 | 28.76
2024-07-02 | 29.11 | 28.66
2024-07-03 | 29.5 | 28.67
2024-07-04 | 29.25 | 28.62
2024-07-05 | 29.35 | 28.6
2024-07-06 | 27.62 | 28.6
2024-07-07 | 26.8 | 28.6
2024-07-08 | 29.09 | 28.67
2024-07-09 | 28.76 | 28.62
2024-07-10 | 28.95 | 28.55
2024-07-11 | 29.08 | 28.52
2024-07-12 | 29.39 | 28.53
2024-07-13 | 27.43 | 28.5
2024-07-14 | 27.06 | 28.54
2024-07-15 | 29.34 | 28.57
2024-07-16 | 29.85 | 28.73
2024-07-17 | 30.16 | 28.9
2024-07-18 | 30.08 | 29.04
2024-07-19 | 30.07 | 29.14
2024-07-20 | 28.49 | 29.29
2024-07-21 | 28 | 29.43
2024-07-22 | 30.64 | 29.61
2024-07-23 | 30.76 | 29.74
2024-07-24 | 30.57 | 29.8
2024-07-25 | 30.26 | 29.83
2024-07-26 | 30.31 | 29.86
2024-07-27 | 28.5 | 29.86
2024-07-28 | 27.97 | 29.86
2024-07-29 | 30.61 | 29.85
2024-07-30 | 30.59 | 29.83
2024-07-31 | 30.35 | 29.8
2024-08-01 | 29.67 | 29.71
2024-08-02 | 30.05 | 29.68
2024-08-03 | 28.17 | 29.63
2024-08-04 | 27.53 | 29.57
2024-08-05 | 29.23 | 29.37
2024-08-06 | 29.32 | 29.19
2024-08-07 | 29.62 | 29.08
2024-08-08 | 29.6 | 29.07
2024-08-09 | 27.57 | 28.72
2024-08-10 | 27.45 | 28.62
2024-08-11 | 26.63 | 28.49
2024-08-12 | 29.16 | 28.48
2024-08-13 | 29.6 | 28.52
2024-08-14 | 29.69 | 28.53
2024-08-15 | 29.15 | 28.46
2024-08-16 | 29.36 | 28.72
2024-08-17 | 27.97 | 28.79
2024-08-18 | 27.3 | 28.89
2024-08-19 | 29.58 | 28.95
2024-08-20 | 29.8 | 28.98
2024-08-21 | 29.2 | 28.91
2024-08-22 | 29.25 | 28.92
2024-08-23 | 29.94 | 29.01
2024-08-24 | 27.78 | 28.98
2024-08-25 | 27 | 28.94
2024-08-26 | 29.18 | 28.88
2024-08-27 | 29.83 | 28.88
2024-08-28 | 29.14 | 28.87
2024-08-29 | 29.25 | 28.87
2024-08-30 | 29.44 | 28.8
2024-08-31 | 28.17 | 28.86
2024-09-01 | 27.64 | 28.95 | Sep/24
2024-09-02 | 30.39 | 29.12
2024-09-03 | 30.8 | 29.26
2024-09-04 | 29.92 | 29.37
2024-09-05 | 29.15 | 29.36
2024-09-06 | 29.69 | 29.39
2024-09-07 | 28.21 | 29.4
2024-09-08 | 27.54 | 29.39
2024-09-09 | 29.52 | 29.26
2024-09-10 | 29.38 | 29.06
2024-09-11 | 29.41 | 28.99
2024-09-12 | 28.91 | 28.95
2024-09-13 | 29.35 | 28.9
2024-09-14 | 27.81 | 28.85
2024-09-15 | 27.17 | 28.79
2024-09-16 | 29.28 | 28.76
2024-09-17 | 29.56 | 28.78
2024-09-18 | 28.99 | 28.72
2024-09-19 | 29.71 | 28.84
2024-09-20 | 30.01 | 28.93
2024-09-21 | 28.28 | 29
2024-09-22 | 27.52 | 29.05
2024-09-23 | 30.46 | 29.22
2024-09-24 | 29.94 | 29.27
2024-09-25 | 29.51 | 29.35
2024-09-26 | 28.68 | 29.2
2024-09-27 | 28.73 | 29.02
2024-09-28 | 27.9 | 28.96
2024-09-29 | 27.45 | 28.95
2024-09-30 | 29.55 | 28.82
2024-10-01 | 29.25 | 28.72
2024-10-02 | 29.45 | 28.72
2024-10-03 | 29.73 | 28.87
2024-10-04 | 29.57 | 28.99
2024-10-05 | 27.52 | 28.93
2024-10-06 | 26.78 | 28.84
2024-10-07 | 29.05 | 28.76
2024-10-08 | 29.25 | 28.76
2024-10-09 | 28.96 | 28.69
2024-10-10 | 29.2 | 28.62
2024-10-11 | 29.39 | 28.59
2024-10-12 | 27.65 | 28.61
2024-10-13 | 26.32 | 28.55
2024-10-14 | 28.53 | 28.47
2024-10-15 | 28.13 | 28.31
2024-10-16 | 28.57 | 28.26
2024-10-17 | 28.89 | 28.21
2024-10-18 | 28.5 | 28.08
2024-10-19 | 27.24 | 28.03
2024-10-20 | 26.19 | 28.01
2024-10-21 | 28.59 | 28.02
2024-10-22 | 29.56 | 28.22
2024-10-23 | 29.78 | 28.39
2024-10-24 | 29.92 | 28.54
2024-10-25 | 29.86 | 28.73
2024-10-26 | 28.1 | 28.86
2024-10-27 | 27.65 | 29.07
2024-10-28 | 30.47 | 29.33
2024-10-29 | 30.62 | 29.49
2024-10-30 | 30.38 | 29.57
2024-10-31 | 28.06 | 29.31
2024-11-01 | 29.68 | 29.28
2024-11-02 | 27.88 | 29.25
2024-11-03 | 26.88 | 29.14
2024-11-04 | 28.93 | 28.92
2024-11-05 | 29.07 | 28.7
2024-11-06 | 29.13 | 28.52
2024-11-07 | 29.02 | 28.66
2024-11-08 | 28.79 | 28.53
2024-11-09 | 27.8 | 28.52
2024-11-10 | 26.56 | 28.47
2024-11-11 | 29.08 | 28.49
2024-11-12 | 29.22 | 28.51
2024-11-13 | 29.23 | 28.53
2024-11-14 | 29 | 28.53
2024-11-15 | 29.2 | 28.58
2024-11-16 | 27.67 | 28.57
2024-11-17 | 26.65 | 28.58
2024-11-18 | 28.81 | 28.54
2024-11-19 | 29.05 | 28.52
2024-11-20 | 28.79 | 28.45
2024-11-21 | 28.92 | 28.44
2024-11-22 | 29 | 28.41
2024-11-23 | 27.4 | 28.37
2024-11-24 | 27.17 | 28.45
2024-11-25 | 29.49 | 28.55
2024-11-26 | 29.54 | 28.62
2024-11-27 | 29.1 | 28.66
2024-11-28 | 28.83 | 28.65
2024-11-29 | 28.54 | 28.58
2024-11-30 | 26.66 | 28.48
2024-12-01 | 26.44 | 28.37
2024-12-02 | 28.85 | 28.28
2024-12-03 | 28.79 | 28.17
2024-12-04 | 28.74 | 28.12
2024-12-05 | 28.61 | 28.09
2024-12-06 | 28.99 | 28.15
2024-12-07 | 27.68 | 28.3
2024-12-08 | 27.4 | 28.44
2024-12-09 | 29.22 | 28.49
2024-12-10 | 28.76 | 28.49
2024-12-11 | 28.83 | 28.5
2024-12-12 | 29.26 | 28.59
2024-12-13 | 28.85 | 28.57
2024-12-14 | 26.95 | 28.47
2024-12-15 | 26.79 | 28.38
2024-12-16 | 29.08 | 28.36
2024-12-17 | 28.96 | 28.39
2024-12-18 | 28.87 | 28.39
2024-12-19 | 28.2 | 28.24
2024-12-20 | 28.35 | 28.17
2024-12-21 | 26.66 | 28.13
2024-12-22 | 25.87 | 28
2024-12-23 | 27.93 | 27.83
2024-12-24 | 27.42 | 27.61
2024-12-25 | 25.69 | 27.16
2024-12-26 | 27.58 | 27.07
2024-12-27 | 27.7 | 26.98
2024-12-28 | 26.43 | 26.95
2024-12-29 | 26.01 | 26.97
2024-12-30 | 27.53 | 26.91
2024-12-31 | 27.04 | 26.85
2025-01-01 | 25.73 | 26.86 | Jan/25
2025-01-02 | 27.94 | 26.91
2025-01-03 | 28.14 | 26.97
2025-01-04 | 26.83 | 27.03
2025-01-05 | 26.2 | 27.06
2025-01-06 | 28.44 | 27.19
2025-01-07 | 28.46 | 27.39
2025-01-08 | 28.65 | 27.81
2025-01-09 | 28.52 | 27.89
2025-01-10 | 29 | 28.01
2025-01-11 | 26.6 | 27.98
2025-01-12 | 25.87 | 27.93
2025-01-13 | 27.9 | 27.86
2025-01-14 | 27.91 | 27.78
2025-01-15 | 27.96 | 27.68
2025-01-16 | 27.86 | 27.59
2025-01-17 | 27.94 | 27.43
2025-01-18 | 26.64 | 27.44
2025-01-19 | 26.21 | 27.49
2025-01-20 | 27.72 | 27.46
2025-01-21 | 28.12 | 27.49
2025-01-22 | 27.96 | 27.49
2025-01-23 | 27.95 | 27.51
2025-01-24 | 28.22 | 27.55
2025-01-25 | 26.13 | 27.47
2025-01-26 | 25.72 | 27.4
2025-01-27 | 27.25 | 27.34
2025-01-28 | 25.76 | 27
2025-01-29 | 24.15 | 26.45
2025-01-30 | 23.75 | 25.85
2025-01-31 | 25.52 | 25.47
2025-02-01 | 25.02 | 25.31
2025-02-02 | 24.86 | 25.19
2025-02-03 | 27.14 | 25.17
2025-02-04 | 27.76 | 25.46
2025-02-05 | 27.94 | 26
2025-02-06 | 27.27 | 26.5
2025-02-07 | 27.75 | 26.82
2025-02-08 | 26.39 | 27.02
2025-02-09 | 26.04 | 27.18
2025-02-10 | 28.08 | 27.32
2025-02-11 | 28.24 | 27.39
2025-02-12 | 28.46 | 27.46
2025-02-13 | 28.82 | 27.68
2025-02-14 | 29.05 | 27.87
2025-02-15 | 27.79 | 28.07
2025-02-16 | 26.76 | 28.17
2025-02-17 | 29.1 | 28.32
2025-02-18 | 29.38 | 28.48
2025-02-19 | 28.87 | 28.54
2025-02-20 | 28.83 | 28.54
2025-02-21 | 27.85 | 28.37
2025-02-22 | 27.18 | 28.28
2025-02-23 | 26.88 | 28.3
2025-02-24 | 27.65 | 28.09
2025-02-25 | 28.36 | 27.95
2025-02-26 | 28.42 | 27.88
2025-02-27 | 28.3 | 27.81
2025-02-28 | 27.92 | 27.82
2025-03-01 | 26.81 | 27.76
2025-03-02 | 26.88 | 27.76
2025-03-03 | 28.9 | 27.94
2025-03-04 | 29.14 | 28.05
2025-03-05 | 29.64 | 28.23
2025-03-06 | 28.99 | 28.33
2025-03-07 | 28.82 | 28.45
2025-03-08 | 27.93 | 28.61
2025-03-09 | 27.58 | 28.71
2025-03-10 | 28.81 | 28.7
2025-03-11 | 29.02 | 28.68
2025-03-12 | 29.05 | 28.6
2025-03-13 | 29.23 | 28.63
2025-03-14 | 29.19 | 28.69
2025-03-15 | 27.77 | 28.66
2025-03-16 | 26.6 | 28.52
2025-03-17 | 28.53 | 28.48
2025-03-18 | 28.84 | 28.46
2025-03-19 | 28.93 | 28.44
2025-03-20 | 28.08 | 28.28
2025-03-21 | 27.52 | 28.04
2025-03-22 | 26.45 | 27.85
2025-03-23 | 25.76 | 27.73
2025-03-24 | 28.28 | 27.69
2025-03-25 | 28.64 | 27.67
2025-03-26 | 28.55 | 27.61
2025-03-27 | 28.86 | 27.72
2025-03-28 | 28.64 | 27.88
2025-03-29 | 27.11 | 27.98
2025-03-30 | 26.17 | 28.04
2025-03-31 | 26.24 | 27.74
2025-04-01 | 27.98 | 27.65
2025-04-02 | 28.14 | 27.59
2025-04-03 | 28.19 | 27.5
2025-04-04 | 28.92 | 27.54
2025-04-05 | 26.75 | 27.48
2025-04-06 | 26.7 | 27.56
2025-04-07 | 29.23 | 27.99
2025-04-08 | 29.42 | 28.19
2025-04-09 | 29.12 | 28.33
2025-04-10 | 28.63 | 28.4
2025-04-11 | 29.06 | 28.42
2025-04-12 | 27.29 | 28.49
2025-04-13 | 26.73 | 28.5
2025-04-14 | 28.22 | 28.35
2025-04-15 | 28.56 | 28.23
2025-04-16 | 28.79 | 28.18
2025-04-17 | 27.59 | 28.03
2025-04-18 | 26.26 | 27.63
2025-04-19 | 27.22 | 27.62
2025-04-20 | 25.51 | 27.45
2025-04-21 | 27.12 | 27.29
2025-04-22 | 27.5 | 27.14
2025-04-23 | 28.4 | 27.09
2025-04-24 | 28.7 | 27.24
2025-04-25 | 29.4 | 27.69
2025-04-26 | 27.56 | 27.74
2025-04-27 | 27.36 | 28.01
2025-04-28 | 29.96 | 28.41
2025-04-29 | 29.63 | 28.72
2025-04-30 | 29.51 | 28.87
2025-05-01 | 27.68 | 28.73 | May/25
2025-05-02 | 29.42 | 28.73
2025-05-03 | 27.48 | 28.72
2025-05-04 | 26.13 | 28.54
2025-05-05 | 28.88 | 28.39
2025-05-06 | 28.87 | 28.28
2025-05-07 | 29.56 | 28.29
2025-05-08 | 30.11 | 28.64
2025-05-09 | 29.25 | 28.61
2025-05-10 | 28.09 | 28.7
2025-05-11 | 26.51 | 28.75
2025-05-12 | 27.89 | 28.61
2025-05-13 | 30.68 | 28.87
2025-05-14 | 29.7 | 28.89
2025-05-15 | 29.78 | 28.84
2025-05-16 | 28.81 | 28.78
2025-05-17 | 27.92 | 28.76
2025-05-18 | 27.54 | 28.9
2025-05-19 | 29.61 | 29.15
2025-05-20 | 30.1 | 29.07
2025-05-21 | 30.34 | 29.16
2025-05-22 | 30.73 | 29.29
2025-05-23 | 30.31 | 29.51
2025-05-24 | 28.9 | 29.65
2025-05-25 | 28.37 | 29.77
2025-05-26 | 30.44 | 29.88
2025-05-27 | 31.18 | 30.04
2025-05-28 | 30.92 | 30.12
2025-05-29 | 31.02 | 30.16
2025-05-30 | 30.03 | 30.12
2025-05-31 | 28.87 | 30.12
2025-06-01 | 27.96 | 30.06
2025-06-02 | 30.03 | 30
2025-06-03 | 30.98 | 29.97
2025-06-04 | 30.23 | 29.87
2025-06-05 | 30.47 | 29.8
2025-06-06 | 29.83 | 29.77
2025-06-07 | 27.76 | 29.61
2025-06-08 | 27.66 | 29.57
2025-06-09 | 29.48 | 29.49
2025-06-10 | 29.33 | 29.25
2025-06-11 | 28.84 | 29.05
2025-06-12 | 29.95 | 28.98
2025-06-13 | 30.37 | 29.06
2025-06-14 | 28.56 | 29.17
2025-06-15 | 27.32 | 29.12
2025-06-16 | 29.86 | 29.18
2025-06-17 | 29.91 | 29.26
2025-06-18 | 28.58 | 29.22
2025-06-19 | 28.42 | 29
2025-06-20 | 28.91 | 28.79
2025-06-21 | 27.05 | 28.58
2025-06-22 | 26.58 | 28.47
2025-06-23 | 28.96 | 28.34
2025-06-24 | 28.87 | 28.2
2025-06-25 | 29.16 | 28.28
2025-06-26 | 29.23 | 28.39
2025-06-27 | 31.02 | 28.7
2025-06-28 | 29.77 | 29.08
2025-06-29 | 27.42 | 29.2
2025-06-30 | 30.34 | 29.4
2025-07-01 | 30.53 | 29.64
2025-07-02 | 30.83 | 29.88
2025-07-03 | 29.72 | 29.95
2025-07-04 | 29.75 | 29.77
2025-07-05 | 28.15 | 29.53
2025-07-06 | 27.36 | 29.53
2025-07-07 | 30.12 | 29.49
2025-07-08 | 30.58 | 29.5
2025-07-09 | 30.23 | 29.42
2025-07-10 | 30.57 | 29.54
2025-07-11 | 30.18 | 29.6
2025-07-12 | 28.57 | 29.66
2025-07-13 | 27.49 | 29.68
2025-07-14 | 30.11 | 29.68
2025-07-15 | 30.11 | 29.61
2025-07-16 | 30.21 | 29.61
2025-07-17 | 30.6 | 29.61
2025-07-18 | 30.61 | 29.67
2025-07-19 | 29.26 | 29.77
2025-07-20 | 28.49 | 29.91
2025-07-21 | 30.57 | 29.98
2025-07-22 | 30.61 | 30.05
2025-07-23 | 30.8 | 30.13
2025-07-24 | 30.43 | 30.11
2025-07-25 | 30.92 | 30.15
2025-07-26 | 29.19 | 30.14
2025-07-27 | 27.99 | 30.07
2025-07-28 | 30.59 | 30.08
2025-07-29 | 31.27 | 30.17
2025-07-30 | 31.41 | 30.26
2025-07-31 | 30.57 | 30.28
2025-08-01 | 30.59 | 30.23
2025-08-02 | 28.44 | 30.12
2025-08-03 | 28.45 | 30.19
2025-08-04 | 29.66 | 30.06
2025-08-05 | 28.6 | 29.67
2025-08-06 | 29.71 | 29.43
2025-08-07 | 29.64 | 29.3
2025-08-08 | 29.83 | 29.19
2025-08-09 | 27.83 | 29.1
2025-08-10 | 27.41 | 28.95
2025-08-11 | 29.04 | 28.87
2025-08-12 | 29.03 | 28.93
2025-08-13 | 28.85 | 28.8
2025-08-14 | 29.48 | 28.78
2025-08-15 | 29.16 | 28.69
2025-08-16 | 28.08 | 28.72
2025-08-17 | 27.12 | 28.68
2025-08-18 | 29.75 | 28.78
2025-08-19 | 29.67 | 28.87
2025-08-20 | 29.25 | 28.93
2025-08-21 | 29.3 | 28.9
2025-08-22 | 29.17 | 28.91
2025-08-23 | 28.24 | 28.93
2025-08-24 | 26.96 | 28.91
2025-08-25 | 28.44 | 28.72
2025-08-26 | 29.45 | 28.69
2025-08-27 | 29.98 | 28.79
2025-08-28 | 29.78 | 28.86
2025-08-29 | 29.21 | 28.87
2025-08-30 | 27.88 | 28.81
2025-08-31 | 27.27 | 28.86
2025-09-01 | 29.6 | 29.02 | Sep/25
2025-09-02 | 29.18 | 28.99
2025-09-03 | 28.63 | 28.79
2025-09-04 | 29.23 | 28.71
2025-09-05 | 28.87 | 28.67
2025-09-06 | 27.13 | 28.56
2025-09-07 | 27.41 | 28.58
2025-09-08 | 28.95 | 28.49
2025-09-09 | 29.42 | 28.52
2025-09-10 | 28.73 | 28.53
2025-09-11 | 28.85 | 28.48
2025-09-12 | 27.77 | 28.32
2025-09-13 | 26.98 | 28.3
2025-09-14 | 25.9 | 28.09
2025-09-15 | 28.84 | 28.07
2025-09-16 | 28.31 | 27.91
2025-09-17 | 29.23 | 27.98
2025-09-18 | 28.48 | 27.93
2025-09-19 | 29.44 | 28.17
2025-09-20 | 27.72 | 28.27
2025-09-21 | 27.22 | 28.46
2025-09-22 | 29.75 | 28.59
2025-09-23 | 29.85 | 28.81
2025-09-24 | 30.29 | 28.96
2025-09-25 | 29.87 | 29.16
2025-09-26 | 30.27 | 29.28
2025-09-27 | 28.46 | 29.39
2025-09-28 | 27.63 | 29.45
2025-09-29 | 28.99 | 29.34
2025-09-30 | 29.87 | 29.34
2025-10-01 | 29.88 | 29.28
2025-10-02 | 29.16 | 29.18
2025-10-03 | 29.39 | 29.05
2025-10-04 | 27.12 | 28.86
2025-10-05 | 26.93 | 28.76
2025-10-06 | 29.71 | 28.87
2025-10-07 | 29.37 | 28.79
2025-10-08 | 29.07 | 28.68
2025-10-09 | 29.19 | 28.68
2025-10-10 | 28.92 | 28.62
2025-10-11 | 27.84 | 28.72
2025-10-12 | 27.21 | 28.76
2025-10-13 | 29.3 | 28.7
2025-10-14 | 29.61 | 28.73
2025-10-15 | 30.28 | 28.91
2025-10-16 | 29.69 | 28.98
2025-10-17 | 29.46 | 29.06
2025-10-18 | 27.33 | 28.98
2025-10-19 | 26.43 | 28.87
2025-10-20 | 27.02 | 28.55
2025-10-21 | 29.69 | 28.56
2025-10-22 | 29.6 | 28.46
2025-10-23 | 29.02 | 28.36
2025-10-24 | 28.86 | 28.28
2025-10-25 | 27.38 | 28.29
2025-10-26 | 26.88 | 28.35
2025-10-27 | 29.59 | 28.72
2025-10-28 | 29.47 | 28.69
2025-10-29 | 30.16 | 28.77
2025-10-30 | 29.97 | 28.9
2025-10-31 | 30.78 | 29.18
2025-11-01 | 28.99 | 29.41
2025-11-02 | 28.98 | 29.71
2025-11-03 | 29.97 | 29.76
2025-11-04 | 30.09 | 29.85
2025-11-05 | 30.37 | 29.88
2025-11-06 | 30.08 | 29.89
2025-11-07 | 30.17 | 29.81
2025-11-08 | 28.83 | 29.78
2025-11-09 | 28.44 | 29.71
2025-11-10 | 30.14 | 29.73
2025-11-11 | 30.46 | 29.78
2025-11-12 | 30.5 | 29.8
2025-11-13 | 30.36 | 29.84
2025-11-14 | 29.67 | 29.77
2025-11-15 | 27.88 | 29.64
2025-11-16 | 27.39 | 29.49
2025-11-17 | 29.06 | 29.33
2025-11-18 | 29.64 | 29.21
2025-11-19 | 28.98 | 29
2025-11-20 | 29.37 | 28.86
2025-11-21 | 29.35 | 28.81
2025-11-22 | 27.77 | 28.79
2025-11-23 | 26.48 | 28.66
2025-11-24 | 29.31 | 28.7
2025-11-25 | 29.5 | 28.68
2025-11-26 | 29.4 | 28.74
2025-11-27 | 30.04 | 28.84
2025-11-28 | 29.71 | 28.89
2025-11-29 | 26.97 | 28.77
2025-11-30 | 26.95 | 28.84
2025-12-01 | 29.46 | 28.86
2025-12-02 | 29.59 | 28.87
2025-12-03 | 28.53 | 28.75
2025-12-04 | 29 | 28.6
2025-12-05 | 28.02 | 28.36
2025-12-06 | 27.02 | 28.37
2025-12-07 | 26.16 | 28.25
2025-12-08 | 28.38 | 28.1
2025-12-09 | 28.15 | 27.89
2025-12-10 | 28.65 | 27.91
2025-12-11 | 28.72 | 27.87
2025-12-12 | 28.69 | 27.97
2025-12-13 | 26.76 | 27.93
2025-12-14 | 26.18 | 27.93
2025-12-15 | 28.17 | 27.9
2025-12-16 | 27.93 | 27.87
2025-12-17 | 27.81 | 27.75
2025-12-18 | 27.45 | 27.57
2025-12-19 | 27.91 | 27.46
2025-12-20 | 26.76 | 27.46
2025-12-21 | 25.7 | 27.39
2025-12-22 | 27.8 | 27.34
2025-12-23 | 27.97 | 27.34
2025-12-24 | 28.3 | 27.41
2025-12-25 | 26.98 | 27.35
2025-12-26 | 28.52 | 27.43
2025-12-27 | 27.19 | 27.49
2025-12-28 | 26.69 | 27.64
2025-12-29 | 28.25 | 27.7
2025-12-30 | 28.02 | 27.71
2025-12-31 | 27.73 | 27.63
2026-01-01 | 24.83 | 27.32 | Jan/26
2026-01-02 | 26.42 | 27.02
2026-01-03 | 25.27 | 26.74
2026-01-04 | 24.12 | 26.38
2026-01-05 | 26.84 | 26.18
2026-01-06 | 27.23 | 26.06
2026-01-07 | 27.42 | 26.02
2026-01-08 | 26.83 | 26.3
2026-01-09 | 26.7 | 26.34
2026-01-10 | 24.97 | 26.3
2026-01-11 | 24.01 | 26.29
2026-01-12 | 25.94 | 26.16
2026-01-13 | 26.4 | 26.04
2026-01-14 | 26.89 | 25.96
2026-01-15 | 27.1 | 26
2026-01-16 | 26.98 | 26.04
2026-01-17 | 25.8 | 26.16
2026-01-18 | 24.55 | 26.24
2026-01-19 | 26.63 | 26.34
2026-01-20 | 26.76 | 26.39
2026-01-21 | 26.7 | 26.36
2026-01-22 | 26.47 | 26.27
2026-01-23 | 26.62 | 26.22
2026-01-24 | 25.55 | 26.18
2026-01-25 | 24.98 | 26.24
2026-01-26 | 26.61 | 26.24
2026-01-27 | 26.92 | 26.26
2026-01-28 | 27.23 | 26.34
2026-01-29 | 27.22 | 26.45
2026-01-30 | 26.97 | 26.5
2026-01-31 | 25.74 | 26.52
2026-02-01 | 25.13 | 26.55
2026-02-02 | 27.02 | 26.6
2026-02-03 | 27.19 | 26.64
2026-02-04 | 27.52 | 26.68
2026-02-05 | 27.77 | 26.76
2026-02-06 | 27.54 | 26.84
2026-02-07 | 26.44 | 26.94
2026-02-08 | 25.47 | 26.99
2026-02-09 | 27.14 | 27.01
2026-02-10 | 27.53 | 27.06
2026-02-11 | 28.06 | 27.14
2026-02-12 | 27.9 | 27.15
2026-02-13 | 27.81 | 27.19
2026-02-14 | 26.13 | 27.15
2026-02-15 | 24.97 | 27.08
2026-02-16 | 25.98 | 26.91
2026-02-17 | 25.01 | 26.55
2026-02-18 | 24.53 | 26.05
2026-02-19 | 26.34 | 25.82
2026-02-20 | 26.17 | 25.59
2026-02-21 | 25.17 | 25.45
2026-02-22 | 24.62 | 25.4
2026-02-23 | 27.18 | 25.57
2026-02-24 | 27.4 | 25.92
2026-02-25 | 27.51 | 26.34
2026-02-26 | 27.24 | 26.47
2026-02-27 | 27.71 | 26.69
2026-02-28 | 26.26 | 26.85
2026-03-01 | 25.83 | 27.02
2026-03-02 | 28.3 | 27.18
2026-03-03 | 27.96 | 27.26
2026-03-04 | 28.24 | 27.36
2026-03-05 | 28.06 | 27.48
2026-03-06 | 27.62 | 27.47
2026-03-07 | 26.5 | 27.5
2026-03-08 | 25.51 | 27.46
2026-03-09 | 27.7 | 27.37
2026-03-10 | 27.38 | 27.29
2026-03-11 | 27.42 | 27.17
2026-03-12 | 27.95 | 27.15
2026-03-13 | 27.75 | 27.17
2026-03-14 | 26.59 | 27.19
2026-03-15 | 26.11 | 27.27
2026-03-16 | 27.6 | 27.26
2026-03-17 | 27.92 | 27.33
2026-03-18 | 27.95 | 27.41
2026-03-19 | 27.57 | 27.36
2026-03-20 | 27.13 | 27.27
2026-03-21 | 25.49 | 27.11
2026-03-22 | 25.06 | 26.96
2026-03-23 | 27.11 | 26.89
2026-03-24 | 27.57 | 26.84
2026-03-25 | 27.71 | 26.81
2026-03-26 | 28.08 | 26.88
2026-03-27 | 27.96 | 27
2026-03-28 | 26.43 | 27.13
2026-03-29 | 26.04 | 27.27
2026-03-30 | 28.15 | 27.42
2026-03-31 | 28.94 | 27.62
2026-04-01 | 28.58 | 27.74
2026-04-02 | 28.5 | 27.8
2026-04-03 | 26.34 | 27.57
2026-04-04 | 26.79 | 27.62
2026-04-05 | 26.53 | 27.69
2026-04-06 | 28.17 | 27.69
2026-04-07 | 29.25 | 27.74
2026-04-08 | 28.13 | 27.67
2026-04-09 | 28.46 | 27.67
2026-04-10 | 27.89 | 27.89
2026-04-11 | 27.22 | 27.95
2026-04-12 | 26.57 | 27.96
2026-04-13 | 28.46 | 28
2026-04-14 | 28.83 | 27.94
2026-04-15 | 28.9 | 28.05
2026-04-16 | 28.78 | 28.09
2026-04-17 | 29.05 | 28.26
2026-04-18 | 27.44 | 28.29
2026-04-19 | 26.78 | 28.32
2026-04-20 | 28.71 | 28.36
2026-04-21 | 29.05 | 28.39
2026-04-22 | 28.43 | 28.32
2026-04-23 | 28.48 | 28.28
2026-04-24 | 28.83 | 28.25
2026-04-25 | 27.2 | 28.21
2026-04-26 | 27.09 | 28.26
2026-04-27 | 28.88 | 28.28
2026-04-28 | 28.83 | 28.25
2026-04-29 | 29.29 | 28.37
2026-04-30 | 29.13 | 28.46
2026-05-01 | 27.01 | 28.2 | May/26
2026-05-02 | 26.56 | 28.11
2026-05-03 | 26.15 | 27.98
2026-05-04 | 27.74 | 27.82
2026-05-05 | 27.88 | 27.68
2026-05-06 | 28.32 | 27.54
2026-05-07 | 28.29 | 27.42
2026-05-08 | 28.47 | 27.63
2026-05-09 | 26.79 | 27.66
2026-05-10 | 26.81 | 27.76
2026-05-11 | 28.93 | 27.93
2026-05-12 | 29.22 | 28.12
2026-05-13 | 29.09 | 28.23
2026-05-14 | 28.54 | 28.26
2026-05-15 | 29.26 | 28.38
2026-05-16 | 27.07 | 28.42
2026-05-17 | 25.59 | 28.24
2026-05-18 | 28.75 | 28.22
2026-05-19 | 28.58 | 28.13
2026-05-20 | 29.08 | 28.12
2026-05-21 | 28.74 | 28.15
2026-05-22 | 29.1 | 28.13
2026-05-23 | 27.99 | 28.26
2026-05-24 | 26.83 | 28.44
2026-05-25 | 29.08 | 28.49
2026-05-26 | 29.01 | 28.55
2026-05-27 | 26.92 | 28.24
2026-05-28 | 28.62 | 28.22
2026-05-29 | 29.35 | 28.26
2026-05-30 | 26.95 | 28.11
2026-05-31 | 26.97 | 28.13
2026-06-01 | 26.83 | 27.81
2026-06-02 | 29.01 | 27.81
2026-06-03 | 29.78 | 28.22
2026-06-04 | 29.91 | 28.4
2026-06-05 | 29.77 | 28.46
2026-06-06 | 28.43 | 28.67
2026-06-07 | 27.93 | 28.81
2026-06-08 | 29.64 | 29.21
2026-06-09 | 29.65 | 29.3
2026-06-10 | 28.56 | 29.13
2026-06-11 | 29.08 | 29.01
2026-06-12 | 28.5 | 28.83
2026-06-13 | 26.45 | 28.54
2026-06-14 | 26.49 | 28.34
2026-06-15 | 28.39 | 28.16
2026-06-16 | 28.68 | 28.02
2026-06-17 | 28.84 | 28.06
2026-06-18 | 28.4 | 27.96
2026-06-19 | 28.52 | 27.97
2026-06-20 | 27.26 | 28.08
2026-06-21 | 26.85 | 28.13
2026-06-22 | 29.1 | 28.24
2026-06-23 | 28.14 | 28.16
2026-06-24 | 28.79 | 28.15
2026-06-25 | 28.44 | 28.16
2026-06-26 | 28.74 | 28.19
2026-06-27 | 27.75 | 28.26
2026-06-28 | 27.31 | 28.32
2026-06-29 | 29.57 | 28.39
2026-06-30 | 29.53 | 28.59
2026-07-01 | 29.23 | 28.65
2026-07-02 | 29.03 | 28.74
2026-07-03 | 29.39 | 28.83
2026-07-04 | 27.84 | 28.84
2026-07-05 | 27.67 | 28.89
2026-07-06 | 29.05 | 28.82
2026-07-07 | 29.83 | 28.86
2026-07-08 | 29.53 | 28.91
2026-07-09 | 29.39 | 28.96
2026-07-10 | 29.57 | 28.98
2026-07-11 | 28.78 | 29.12
2026-07-12 | 27.91 | 29.15
2026-07-13 | 29.45 | 29.21
2026-07-14 | 29.37 | 29.14
2026-07-15 | 29.86 | 29.19
2026-07-16 | 29.81 | 29.25
2026-07-17 | 29.76 | 29.28
2026-07-18 | 27.66 | 29.12
2026-07-19 | 26.86 | 28.97
2026-07-20 | 29.44 | 28.97
2026-07-21 | 29.19 | 28.94
2026-07-22 | 29.5 | 28.89
2026-07-23 | 28.77 | 28.74
2026-07-24 | 28.69 | 28.59
2026-07-25 | 28.09 | 28.65
2026-07-26 | 26.99 | 28.67
2026-07-27 | 28.01 | 28.46
2026-07-28 | 28.81 | 28.41
2026-07-29 | 29 | 28.34
2026-07-30 | 29.32 | 28.42
2026-07-31 | 28.94 | 28.45
2026-08-01 | 27.48 | 28.36
2026-08-02 | 27.16 | 28.39
2026-08-03 | 29.09 | 28.54
2026-08-04 | 29.59 | 28.65
2026-08-05 | 29.77 | 28.76
2026-08-06 | 30.08 | 28.87
2026-08-07 | 28.9 | 28.87
2026-08-08 | 27.11 | 28.81
2026-08-09 | 26.46 | 28.71
2026-08-10 | 27.04 | 28.42
2026-08-11 | 28.95 | 28.33
2026-08-12 | 29.14 | 28.24
2026-08-13 | 29.49 | 28.16
2026-08-14 | 29.39 | 28.23
2026-08-15 | 28.22 | 28.38
2026-08-16 | 27.74 | 28.57
2026-08-17 | 29.27 | 28.89
2026-08-18 | 29.91 | 29.02
2026-08-19 | 29.87 | 29.13
2026-08-20 | 29.37 | 29.11
2026-08-21 | 28.83 | 29.03
2026-08-22 | 26.98 | 28.85
2026-08-23 | 26.78 | 28.72
2026-08-24 | 29.07 | 28.69
2026-08-25 | 29.51 | 28.63
2026-08-26 | 29.78 | 28.62
2026-08-27 | 28.93 | 28.55
2026-08-28 | 29.13 | 28.6
2026-08-29 | 27.53 | 28.68
2026-08-30 | 26.28 | 28.6
2026-08-31 | 28.45 | 28.52
2026-09-01 | 29.35 | 28.49 | Sep/26
2026-09-02 | 29.24 | 28.42
2026-09-03 | 28.97 | 28.42
2026-09-04 | 29.18 | 28.43
2026-09-05 | 27.45 | 28.42
2026-09-06 | 26.9 | 28.51
2026-09-07 | 29.34 | 28.63
2026-09-08 | 29.53 | 28.66
2026-09-09 | 30.02 | 28.77
2026-09-10 | 30.23 | 28.95
2026-09-11 | 30.06 | 29.08
2026-09-12 | 27.42 | 29.07
2026-09-13 | 27 | 29.09
2026-09-14 | 29.56 | 29.12
2026-09-15 | 29.95 | 29.18
2026-09-16 | 29.37 | 29.08
2026-09-17 | 29.44 | 28.97
2026-09-18 | 29.62 | 28.91
2026-09-19 | 28.06 | 29
2026-09-20 | 27.94 | 29.13
2026-09-21 | 29.76 | 29.16
2026-09-22 | 29.86 | 29.15
2026-09-23 | 29.42 | 29.16
2026-09-24 | 29.23 | 29.13
2026-09-25 | 29.17 | 29.06
2026-09-26 | 27.83 | 29.03
2026-09-27 | 27.62 | 28.98
2026-09-28 | 28.61 | 28.82
2026-09-29 | 28.73 | 28.66
2026-09-30 | 29.24 | 28.63
2026-10-01 | 29.07 | 28.61
2026-10-02 | 29.19 | 28.61
2026-10-03 | 28 | 28.64
2026-10-04 | 27.62 | 28.64
2026-10-05 | 30.09 | 28.85
2026-10-06 | 30.22 | 29.06
2026-10-07 | 30.54 | 29.25
2026-10-08 | 30.52 | 29.45
2026-10-09 | 30.4 | 29.63
2026-10-10 | 29 | 29.77
2026-10-11 | 28.16 | 29.85
2026-10-12 | 30.55 | 29.91
2026-10-13 | 30.4 | 29.94

## Chart - Town gas
Date | Domestic | Non-domestic
2015-01-01 | 177.2 | 245.4
2015-04-01 | 176 | 244
2015-07-01 | 179 | 244.7
2015-10-01 | 179.5 | 249.8
2016-01-01 | 178.2 | 243.8
2016-04-01 | 183.1 | 252.4
2016-07-01 | 185.6 | 256.4
2016-10-01 | 183.4 | 257.8
2017-01-01 | 185 | 257.9
2017-04-01 | 186.5 | 251.9
2017-07-01 | 187.4 | 253.5
2017-10-01 | 186.4 | 247.3
2018-01-01 | 189.8 | 249.9
2018-04-01 | 191.6 | 249.7
2018-07-01 | 188.9 | 249.7
2018-10-01 | 191.2 | 253.7
2019-01-01 | 186.8 | 249.6
2019-04-01 | 190.4 | 248.3
2019-07-01 | 189 | 252.3
2019-10-01 | 188.6 | 255.1
2020-01-01 | 201.4 | 247.1
2020-04-01 | 234.7 | 201.6
2020-07-01 | 253.1 | 161.8
2020-10-01 | 211.8 | 205.4
2021-01-01 | 215.2 | 215.8
2021-04-01 | 213.4 | 208.9
2021-07-01 | 221.4 | 181.4
2021-10-01 | 209 | 202.1
2022-01-01 | 204.6 | 211.7
2022-04-01 | 197.7 | 218.7
2022-07-01 | 188.3 | 220.9
2022-10-01 | 193.2 | 231
2023-01-01 | 206.2 | 217.6
2023-04-01 | 188.7 | 230.5
2023-07-01 | 181.9 | 234
2023-10-01 | 184.1 | 233.3
2024-01-01 | 187.5 | 232.5
2024-04-01 | 188.6 | 241.1
2024-07-01 | 180.8 | 234.3
2024-10-01 | 185 | 240.2
2025-01-01 | 188.7 | 237.2
2025-04-01 | 191.1 | 239.7
2025-07-01 | 181.5 | 241.6
2025-10-01 | 186.4 | 248.1
2026-01-01 | 191.5 | 242.7
2026-04-01 | 186.8 | 234.7

## Annual demand by sector
Year | Power_generation_TJ | Industrial_TJ | Commerce_Services_TJ | Households_TJ | Transport_TJ | Others_TJ | Final_consumption_TJ | Total_TJ | Power_share_pct | Coverage
2009 | 238916 | 30413.4 | 3050.4 | 2262.9 | 574.9 | 34.7 | 36336.3 | 275252.3 | 86.8 | Full year
2010 | 249759 | 40801.5 | 3278.5 | 2257.2 | 872.9 | 34.1 | 47244.2 | 297003.2 | 84.1 | Full year
2011 | 257183 | 42693.9 | 3448.9 | 2309.1 | 1083.6 | 33.1 | 49568.6 | 306751.6 | 83.8 | Full year
2012 | 282048 | 40445.7 | 3454.2 | 2382.1 | 836.8 | 32 | 47150.8 | 329198.8 | 85.7 | Full year
2013 | 317941 | 47977.1 | 3740.5 | 2409.1 | 759.2 | 31.9 | 54917.8 | 372858.8 | 85.3 | Full year
2014 | 337804 | 49937.5 | 3571.2 | 2464.6 | 727.4 | 35 | 56735.7 | 394539.7 | 85.6 | Full year
2015 | 341576 | 49239.7 | 3691.1 | 2508 | 599.6 | 82.5 | 56120.9 | 397696.9 | 85.9 | Full year
2016 | 350192 | 49968.5 | 3855.4 | 2547.8 | 468.6 | 108.9 | 56949.2 | 407141.2 | 86 | Full year
2017 | 352198 | 53525 | 3707 | 2604.3 | 288.4 | 102 | 60226.7 | 412424.7 | 85.4 | Full year
2018 | 354400 | 55326.8 | 3669.5 | 2667.6 | 118.5 | 161.2 | 61943.6 | 416343.6 | 85.1 | Full year
2019 | 363506 | 55476.9 | 3674.3 | 2649.3 | 114.2 | 149.3 | 62064 | 425570 | 85.4 | Full year
2020 | 359935 | 61945.6 | 3348.9 | 3214.9 | 82.3 | 0 | 68591.7 | 428526.7 | 84 | Full year
2021 | 373157 | 61648.6 | 3399.1 | 3023.6 | 90.1 | 0 | 68161.4 | 441318.4 | 84.6 | Full year
2022 | 365947 | 59611.1 | 3608.3 | 2750.8 | 95.1 | 0 | 66065.3 | 432012.3 | 84.7 | Full year
2023 | 384712 | 55681.9 | 3822.3 | 2612.2 | 127.9 | 0 | 62244.3 | 446956.3 | 86.1 | Full year
2024 | 393748 | 56171 | 3863.4 | 2588.2 | 108.5 | 2.8 | 62733.9 | 456481.9 | 86.3 | Full year
2025 | 392835 | 57317.5 | 3956.2 | 2608.1 | 121.4 | 0 | 64003.2 | 456838.2 | 86 | Full year
2026 | 187263 | [8 empty] | Jan-Jun only (part-year)

## Annual imports
Year | Pipeline_ktoe | LNG_ktoe | Total_ktoe | Pipeline_TJ | LNG_TJ | Total_TJ | Pipeline_mcm_per_day_approx | LNG_mcm_per_day_approx | Total_mcm_per_day_approx | LNG_share_pct
2005 | 5571.1 | 0 | 5571.1 | 233251 | 0 | 233251 | 16.96 | 0 | 16.96 | 0
2006 | 6007.3 | 0 | 6007.3 | 251514 | 0 | 251514 | 18.29 | 0 | 18.29 | 0
2007 | 6433.9 | 0 | 6433.9 | 269375 | 0 | 269375 | 19.59 | 0 | 19.59 | 0
2008 | 6585.7 | 0 | 6585.7 | 275730 | 0 | 275730 | 19.99 | 0 | 19.99 | 0
2009 | 6656.7 | 0 | 6656.7 | 278703 | 0 | 278703 | 20.26 | 0 | 20.26 | 0
2010 | 7214.5 | 0 | 7214.5 | 302057 | 0 | 302057 | 21.96 | 0 | 21.96 | 0
2011 | 7286.8 | 0 | 7286.8 | 305084 | 0 | 305084 | 22.18 | 0 | 22.18 | 0
2012 | 7901.6 | 0 | 7901.6 | 330824 | 0 | 330824 | 23.99 | 0 | 23.99 | 0
2013 | 7947.8 | 948.3 | 8896.1 | 332758 | 39703 | 372462 | 24.19 | 2.89 | 27.08 | 10.7
2014 | 7384.5 | 2033.3 | 9417.8 | 309174 | 85130 | 394304 | 22.48 | 6.19 | 28.67 | 21.6
2015 | 7133.6 | 2319.9 | 9453.5 | 298670 | 97130 | 395799 | 21.72 | 7.06 | 28.78 | 24.5
2016 | 7418.6 | 2261.9 | 9680.5 | 310602 | 94701 | 405303 | 22.52 | 6.87 | 29.39 | 23.4
2017 | 7143.4 | 2728.4 | 9871.8 | 299080 | 114233 | 413313 | 21.75 | 8.31 | 30.05 | 27.6
2018 | 7109.4 | 2850 | 9959.4 | 297656 | 119324 | 416980 | 21.64 | 8.68 | 30.32 | 28.6
2019 | 6571.6922 | 3575.9061 | 10147.5983 | 275144 | 149716 | 424860 | 20.01 | 10.89 | 30.89 | 35.2
2020 | 6678.9161 | 3529.6709 | 10208.587 | 279633 | 147780 | 427413 | 20.28 | 10.72 | 30.99 | 34.6
2021 | 7378.5 | 3246.08 | 10624.58 | 308923 | 135907 | 444830 | 22.46 | 9.88 | 32.34 | 30.6
2022 | 6418.89 | 4123.21 | 10542.1 | 268746 | 172631 | 441377 | 19.54 | 12.55 | 32.09 | 39.1
2023 | 5169.21 | 5402.1 | 10571.31 | 216424 | 226175 | 442600 | 15.74 | 16.44 | 32.18 | 51.1
2024 | 4804.9 | 6175.2 | 10980.1 | 201172 | 258543 | 459715 | 14.59 | 18.75 | 33.33 | 56.2
2025 | 5105.69 | 5721.41 | 10827.1 | 213765 | 239544 | 453309 | 15.54 | 17.42 | 32.96 | 52.8

## Final consumption by subsector
Year | Accommodation_and_Food_Services_TJ | Construction_TJ | Financial_and_Insurance_Activities_TJ | Households_TJ | Information_and_Communications_TJ | Manufacturing_TJ | Other_Commerce_and_Service_related_TJ | Other_Industrial_related_TJ | Others_TJ | Professional_Scientific_Technical_Administration_Support_Activities_TJ | Real_Estate_Activities_TJ | Transport_related_TJ | Utilities_TJ | Wholesale_and_Retail_Trade_TJ
2009 | 2060.9 | 132.2 | 250.3 | 2262.9 | 0 | 29960.9 | 445.8 | 0 | 34.7 | 101.9 | 74.8 | 574.9 | 320.3 | 116.7
2010 | 2202.6 | 154.6 | 288.4 | 2257.2 | 0.3 | 40298.5 | 497.7 | 0 | 34.1 | 98.3 | 77.4 | 872.9 | 348.4 | 113.8
2011 | 2337.9 | 147.6 | 290.1 | 2309.1 | 0.2 | 42180.4 | 539.9 | 0 | 33.1 | 87.1 | 77.1 | 1083.6 | 365.9 | 116.6
2012 | 2349.2 | 129.2 | 281.8 | 2382.1 | 0.1 | 39986.6 | 527.9 | 0.1 | 32 | 99.5 | 80.5 | 836.8 | 329.8 | 115.2
2013 | 2379.3 | 286.1 | 285.4 | 2409.1 | 0.4 | 47310.7 | 536.4 | 0.3 | 31.9 | 125.7 | 242.6 | 759.2 | 380 | 170.7
2014 | 2362.6 | 251 | 277.1 | 2464.6 | 0.4 | 49535 | 553.9 | 0.4 | 35 | 121.5 | 69.3 | 727.4 | 151.1 | 186.4
2015 | 2395.1 | 234.3 | 261.1 | 2508 | 0.6 | 48926.1 | 544 | 1.3 | 82.5 | 137.1 | 68 | 599.6 | 78 | 285.2
2016 | 2462.4 | 256.5 | 306.9 | 2547.8 | 1.5 | 49628.4 | 564.8 | 1.4 | 108.9 | 139.6 | 73.5 | 468.6 | 82.2 | 306.7
2017 | 2472.9 | 264.4 | 193.5 | 2604.3 | 1.9 | 53199.1 | 618.1 | 2.3 | 102 | 117.6 | 84.5 | 288.4 | 59.2 | 218.5
2018 | 2349.3 | 264.7 | 169.6 | 2667.6 | 2.7 | 55000.4 | 697.3 | 0.2 | 161.2 | 176.3 | 103.2 | 118.5 | 61.5 | 171.1
2019 | 2367.5 | 234.1 | 153.1 | 2649.3 | 2.6 | 55173 | 715.8 | 0.1 | 149.3 | 150.3 | 76.3 | 114.2 | 69.7 | 208.7
2020 | 1888 | 168.3 | 422.3 | 3214.9 | 2.3 | 61665.3 | 547.3 | 0.5 | 0 | 137.1 | 61.6 | 82.3 | 111.5 | 290.3
2021 | 1871.6 | 203.1 | 426.2 | 3023.6 | 2.7 | 61327.7 | 566.4 | 0.8 | 0 | 135.8 | 61.3 | 90.1 | 117 | 335.1
2022 | 2027.9 | 185.6 | 417.8 | 2750.8 | 2.1 | 59308.3 | 653 | 0.8 | 0 | 112.9 | 60.3 | 95.1 | 116.4 | 334.3
2023 | 2110 | 236.8 | 431.6 | 2612.2 | 2.5 | 55340.4 | 721.6 | 3.2 | 0 | 94.6 | 67.8 | 127.9 | 101.5 | 394.2
2024 | 2142.1 | 256.6 | 406.1 | 2588.2 | 2.3 | 55746.3 | 757.6 | 17 | 2.8 | 70.8 | 65.6 | 108.5 | 151.1 | 418.9
2025 | 2148.9 | 251 | 434.8 | 2608.1 | 0.7 | 54005.9 | 767.7 | 16.8 | 0 | 83.9 | 70.1 | 121.4 | 3043.8 | 450.1

## Power burn monthly (est)
Month | CCGT_Cogen_Trigen_GWh | Factor_TJ_per_GWh | Gas_for_power_TJ_est | Gas_for_power_TJ_per_day_est | Gas_for_power_mcm_per_day_est | Factor_basis
2021-01 | 4111.8 | 7.142 | 29366 | 947.3 | 25.14 | SES year
2021-02 | 3839.1 | 7.142 | 27419 | 979.2 | 25.99 | SES year
2021-03 | 4418.3 | 7.142 | 31555 | 1017.9 | 27.01 | SES year
2021-04 | 4349.5 | 7.142 | 31064 | 1035.5 | 27.48 | SES year
2021-05 | 4500.6 | 7.142 | 32143 | 1036.9 | 27.52 | SES year
2021-06 | 4414.9 | 7.142 | 31531 | 1051 | 27.89 | SES year
2021-07 | 4515.8 | 7.142 | 32252 | 1040.4 | 27.61 | SES year
2021-08 | 4407.6 | 7.142 | 31479 | 1015.5 | 26.95 | SES year
2021-09 | 4339.3 | 7.142 | 30991 | 1033 | 27.41 | SES year
2021-10 | 4537.5 | 7.142 | 32407 | 1045.4 | 27.74 | SES year
2021-11 | 4316.2 | 7.142 | 30826 | 1027.5 | 27.27 | SES year
2021-12 | 4497 | 7.142 | 32118 | 1036.1 | 27.5 | SES year
2022-01 | 4406.2 | 6.963 | 30680 | 989.7 | 26.27 | SES year
2022-02 | 3977.3 | 6.963 | 27694 | 989.1 | 26.25 | SES year
2022-03 | 4491.2 | 6.963 | 31272 | 1008.8 | 26.77 | SES year
2022-04 | 4338.6 | 6.963 | 30210 | 1007 | 26.72 | SES year
2022-05 | 4579.8 | 6.963 | 31889 | 1028.7 | 27.3 | SES year
2022-06 | 4383.9 | 6.963 | 30525 | 1017.5 | 27 | SES year
2022-07 | 4514.5 | 6.963 | 31434 | 1014 | 26.91 | SES year
2022-08 | 4527.5 | 6.963 | 31525 | 1016.9 | 26.99 | SES year
2022-09 | 4333.3 | 6.963 | 30173 | 1005.8 | 26.69 | SES year
2022-10 | 4417.7 | 6.963 | 30760 | 992.3 | 26.33 | SES year
2022-11 | 4304.4 | 6.963 | 29972 | 999.1 | 26.51 | SES year
2022-12 | 4283.9 | 6.963 | 29829 | 962.2 | 25.54 | SES year
2023-01 | 4269.1 | 7.236 | 30891 | 996.5 | 26.45 | SES year
2023-02 | 3866.5 | 7.236 | 27978 | 999.2 | 26.52 | SES year
2023-03 | 4339.3 | 7.236 | 31399 | 1012.9 | 26.88 | SES year
2023-04 | 4425.6 | 7.236 | 32024 | 1067.5 | 28.33 | SES year
2023-05 | 4732.3 | 7.236 | 34243 | 1104.6 | 29.31 | SES year
2023-06 | 4505.8 | 7.236 | 32604 | 1086.8 | 28.84 | SES year
2023-07 | 4599.1 | 7.236 | 33279 | 1073.5 | 28.49 | SES year
2023-08 | 4603.9 | 7.236 | 33314 | 1074.6 | 28.52 | SES year
2023-09 | 4433.4 | 7.236 | 32080 | 1069.3 | 28.38 | SES year
2023-10 | 4626.7 | 7.236 | 33479 | 1080 | 28.66 | SES year
2023-11 | 4383.1 | 7.236 | 31716 | 1057.2 | 28.06 | SES year
2023-12 | 4379.6 | 7.236 | 31691 | 1022.3 | 27.13 | SES year
2024-01 | 4456.4 | 7.162 | 31917 | 1029.6 | 27.32 | SES year
2024-02 | 4215.5 | 7.162 | 30191 | 1041.1 | 27.63 | SES year
2024-03 | 4644.2 | 7.162 | 33262 | 1073 | 28.48 | SES year
2024-04 | 4615.1 | 7.162 | 33053 | 1101.8 | 29.24 | SES year
2024-05 | 4755.8 | 7.162 | 34061 | 1098.7 | 29.16 | SES year
2024-06 | 4505.3 | 7.162 | 32267 | 1075.6 | 28.54 | SES year
2024-07 | 4769.3 | 7.162 | 34158 | 1101.9 | 29.24 | SES year
2024-08 | 4706.9 | 7.162 | 33711 | 1087.5 | 28.86 | SES year
2024-09 | 4579.9 | 7.162 | 32801 | 1093.4 | 29.02 | SES year
2024-10 | 4688.7 | 7.162 | 33580 | 1083.2 | 28.75 | SES year
2024-11 | 4499 | 7.162 | 32222 | 1074.1 | 28.5 | SES year
2024-12 | 4543.1 | 7.162 | 32538 | 1049.6 | 27.85 | SES year
2025-01 | 4417.8 | 7.174 | 31693 | 1022.4 | 27.13 | SES year
2025-02 | 4076.7 | 7.174 | 29246 | 1044.5 | 27.72 | SES year
2025-03 | 4574.9 | 7.174 | 32820 | 1058.7 | 28.1 | SES year
2025-04 | 4430.5 | 7.174 | 31784 | 1059.5 | 28.12 | SES year
2025-05 | 4754.3 | 7.174 | 34107 | 1100.2 | 29.2 | SES year
2025-06 | 4584.8 | 7.174 | 32891 | 1096.4 | 29.1 | SES year
2025-07 | 4873.7 | 7.174 | 34964 | 1127.9 | 29.93 | SES year
2025-08 | 4702.5 | 7.174 | 33736 | 1088.3 | 28.88 | SES year
2025-09 | 4521.9 | 7.174 | 32440 | 1081.3 | 28.7 | SES year
2025-10 | 4697.4 | 7.174 | 33699 | 1087.1 | 28.85 | SES year
2025-11 | 4595.3 | 7.174 | 32967 | 1098.9 | 29.16 | SES year
2025-12 | 4530.4 | 7.174 | 32501 | 1048.4 | 27.82 | SES year
2026-01 | 4526.7 | 6.765 | 30623 | 987.8 | 26.21 | SES year
2026-02 | 4148.1 | 6.765 | 28062 | 1002.2 | 26.6 | SES year
2026-03 | 4710.1 | 6.765 | 31864 | 1027.9 | 27.28 | SES year
2026-04 | 4704.2 | 6.765 | 31824 | 1060.8 | 28.15 | SES year
2026-05 | 4832.7 | 6.765 | 32693 | 1054.6 | 27.99 | SES year
2026-06 | 4758.5 | 6.765 | 32191 | 1073 | 28.48 | SES year
2026-07 | 4983.6 | 6.765 | 33714 | 1087.5 | 28.86 | SES year
2026-08 | 4931 | 6.765 | 33358 | 1076.1 | 28.56 | SES year
2026-09 | 4835.2 | 6.765 | 32710 | 1090.3 | 28.93 | SES year

## Power burn daily (est)
date | CCGT_Cogen_Trigen_GWh | Factor_TJ_per_GWh | Gas_for_power_TJ_est | Gas_for_power_mcm_per_day_est
2021-01-01 | 124.58 | 7.142 | 889.8 | 23.61
2021-01-02 | 123.9 | 7.142 | 884.9 | 23.48
2021-01-03 | 120.14 | 7.142 | 858.1 | 22.77
2021-01-04 | 132.18 | 7.142 | 944 | 25.05
2021-01-05 | 136.14 | 7.142 | 972.3 | 25.8
2021-01-06 | 137.84 | 7.142 | 984.5 | 26.13
2021-01-07 | 135.31 | 7.142 | 966.4 | 25.65
2021-01-08 | 135.69 | 7.142 | 969.1 | 25.72
2021-01-09 | 126.74 | 7.142 | 905.2 | 24.02
2021-01-10 | 123.4 | 7.142 | 881.3 | 23.39
2021-01-11 | 133.66 | 7.142 | 954.6 | 25.33
2021-01-12 | 134.36 | 7.142 | 959.6 | 25.47
2021-01-13 | 134.29 | 7.142 | 959.1 | 25.45
2021-01-14 | 133.9 | 7.142 | 956.3 | 25.38
2021-01-15 | 135.22 | 7.142 | 965.8 | 25.63
2021-01-16 | 130.47 | 7.142 | 931.8 | 24.73
2021-01-17 | 126.76 | 7.142 | 905.4 | 24.03
2021-01-18 | 135.6 | 7.142 | 968.5 | 25.7
2021-01-19 | 136.34 | 7.142 | 973.7 | 25.84
2021-01-20 | 136.84 | 7.142 | 977.3 | 25.94
2021-01-21 | 136.7 | 7.142 | 976.3 | 25.91
2021-01-22 | 137.42 | 7.142 | 981.5 | 26.05
2021-01-23 | 129.36 | 7.142 | 923.9 | 24.52
2021-01-24 | 124.96 | 7.142 | 892.5 | 23.69
2021-01-25 | 138.27 | 7.142 | 987.5 | 26.21
2021-01-26 | 138.93 | 7.142 | 992.3 | 26.33
2021-01-27 | 139.19 | 7.142 | 994.1 | 26.38
2021-01-28 | 139.05 | 7.142 | 993.1 | 26.36
2021-01-29 | 138.22 | 7.142 | 987.2 | 26.2
2021-01-30 | 130.43 | 7.142 | 931.5 | 24.72
2021-01-31 | 125.95 | 7.142 | 899.6 | 23.87
2021-02-01 | 138.28 | 7.142 | 987.6 | 26.21
2021-02-02 | 139.76 | 7.142 | 998.2 | 26.49
2021-02-03 | 138.91 | 7.142 | 992.1 | 26.33
2021-02-04 | 137.61 | 7.142 | 982.8 | 26.08
2021-02-05 | 139.55 | 7.142 | 996.7 | 26.45
2021-02-06 | 133.11 | 7.142 | 950.7 | 25.23
2021-02-07 | 130.03 | 7.142 | 928.7 | 24.65
2021-02-08 | 142.04 | 7.142 | 1014.5 | 26.92
2021-02-09 | 142.77 | 7.142 | 1019.7 | 27.06
2021-02-10 | 142.5 | 7.142 | 1017.7 | 27.01
2021-02-11 | 135.27 | 7.142 | 966.1 | 25.64
2021-02-12 | 125.86 | 7.142 | 898.9 | 23.86
2021-02-13 | 125.64 | 7.142 | 897.3 | 23.81
2021-02-14 | 126.82 | 7.142 | 905.8 | 24.04
2021-02-15 | 135.22 | 7.142 | 965.8 | 25.63
2021-02-16 | 139.26 | 7.142 | 994.6 | 26.4
2021-02-17 | 139.64 | 7.142 | 997.3 | 26.47
2021-02-18 | 139.33 | 7.142 | 995.1 | 26.41
2021-02-19 | 140.36 | 7.142 | 1002.4 | 26.6
2021-02-20 | 133.07 | 7.142 | 950.4 | 25.22
2021-02-21 | 129.61 | 7.142 | 925.7 | 24.57
2021-02-22 | 141.38 | 7.142 | 1009.7 | 26.8
2021-02-23 | 143.18 | 7.142 | 1022.6 | 27.14
2021-02-24 | 142.77 | 7.142 | 1019.7 | 27.06
2021-02-25 | 143.53 | 7.142 | 1025.1 | 27.2
2021-02-26 | 143.41 | 7.142 | 1024.2 | 27.18
2021-02-27 | 136.96 | 7.142 | 978.2 | 25.96
2021-02-28 | 133.24 | 7.142 | 951.6 | 25.25
2021-03-01 | 145.41 | 7.142 | 1038.6 | 27.56
2021-03-02 | 146.02 | 7.142 | 1042.9 | 27.68
2021-03-03 | 146.6 | 7.142 | 1047 | 27.79
2021-03-04 | 148.94 | 7.142 | 1063.7 | 28.23
2021-03-05 | 149.5 | 7.142 | 1067.7 | 28.34
2021-03-06 | 141.53 | 7.142 | 1010.8 | 26.83
2021-03-07 | 134.69 | 7.142 | 962 | 25.53
2021-03-08 | 144.45 | 7.142 | 1031.7 | 27.38
2021-03-09 | 145.68 | 7.142 | 1040.5 | 27.61
2021-03-10 | 145.37 | 7.142 | 1038.3 | 27.55
2021-03-11 | 145.84 | 7.142 | 1041.6 | 27.64
2021-03-12 | 145.49 | 7.142 | 1039.1 | 27.58
2021-03-13 | 135.56 | 7.142 | 968.2 | 25.69
2021-03-14 | 132.11 | 7.142 | 943.5 | 25.04
2021-03-15 | 143.88 | 7.142 | 1027.6 | 27.27
2021-03-16 | 144.71 | 7.142 | 1033.5 | 27.43
2021-03-17 | 144.19 | 7.142 | 1029.8 | 27.33
2021-03-18 | 143.6 | 7.142 | 1025.6 | 27.22
2021-03-19 | 143.9 | 7.142 | 1027.8 | 27.28
2021-03-20 | 137.1 | 7.142 | 979.2 | 25.99
2021-03-21 | 132.9 | 7.142 | 949.2 | 25.19
2021-03-22 | 145.52 | 7.142 | 1039.3 | 27.58
2021-03-23 | 146.03 | 7.142 | 1042.9 | 27.68
2021-03-24 | 143.94 | 7.142 | 1028 | 27.28
2021-03-25 | 142.25 | 7.142 | 1016 | 26.96
2021-03-26 | 143.25 | 7.142 | 1023.1 | 27.15
2021-03-27 | 135.33 | 7.142 | 966.5 | 25.65
2021-03-28 | 131.88 | 7.142 | 941.9 | 25
2021-03-29 | 143.81 | 7.142 | 1027.1 | 27.26
2021-03-30 | 144.7 | 7.142 | 1033.4 | 27.42
2021-03-31 | 144.17 | 7.142 | 1029.7 | 27.33
2021-04-01 | 147.36 | 7.142 | 1052.4 | 27.93
2021-04-02 | 139.03 | 7.142 | 992.9 | 26.35
2021-04-03 | 139.72 | 7.142 | 997.9 | 26.48
2021-04-04 | 135.26 | 7.142 | 966 | 25.64
2021-04-05 | 146.64 | 7.142 | 1047.3 | 27.79
2021-04-06 | 145.84 | 7.142 | 1041.6 | 27.64
2021-04-07 | 146.3 | 7.142 | 1044.9 | 27.73
2021-04-08 | 145.88 | 7.142 | 1041.9 | 27.65
2021-04-09 | 146.63 | 7.142 | 1047.3 | 27.79
2021-04-10 | 140.2 | 7.142 | 1001.3 | 26.57
2021-04-11 | 137.8 | 7.142 | 984.2 | 26.12
2021-04-12 | 148.92 | 7.142 | 1063.6 | 28.23
2021-04-13 | 150.58 | 7.142 | 1075.5 | 28.54
2021-04-14 | 149.95 | 7.142 | 1071 | 28.42
2021-04-15 | 149.53 | 7.142 | 1068 | 28.34
2021-04-16 | 148.3 | 7.142 | 1059.1 | 28.11
2021-04-17 | 139.44 | 7.142 | 995.9 | 26.43
2021-04-18 | 133.77 | 7.142 | 955.4 | 25.35
2021-04-19 | 146.69 | 7.142 | 1047.7 | 27.8
2021-04-20 | 147.01 | 7.142 | 1050 | 27.87
2021-04-21 | 150.49 | 7.142 | 1074.8 | 28.52
2021-04-22 | 149.42 | 7.142 | 1067.2 | 28.32
2021-04-23 | 146.82 | 7.142 | 1048.6 | 27.83
2021-04-24 | 138.11 | 7.142 | 986.4 | 26.18
2021-04-25 | 134.95 | 7.142 | 963.8 | 25.58
2021-04-26 | 148.76 | 7.142 | 1062.4 | 28.19
2021-04-27 | 148.36 | 7.142 | 1059.6 | 28.12
2021-04-28 | 148.84 | 7.142 | 1063 | 28.21
2021-04-29 | 149.78 | 7.142 | 1069.7 | 28.39
2021-04-30 | 149.17 | 7.142 | 1065.4 | 28.27
2021-05-01 | 137.75 | 7.142 | 983.8 | 26.11
2021-05-02 | 138.09 | 7.142 | 986.3 | 26.17
2021-05-03 | 150.37 | 7.142 | 1074 | 28.5
2021-05-04 | 151.53 | 7.142 | 1082.2 | 28.72
2021-05-05 | 150.63 | 7.142 | 1075.8 | 28.55
2021-05-06 | 147.95 | 7.142 | 1056.7 | 28.04
2021-05-07 | 147.8 | 7.142 | 1055.6 | 28.01
2021-05-08 | 139.11 | 7.142 | 993.5 | 26.37
2021-05-09 | 135.3 | 7.142 | 966.4 | 25.65
2021-05-10 | 149.04 | 7.142 | 1064.5 | 28.25
2021-05-11 | 152.56 | 7.142 | 1089.6 | 28.92
2021-05-12 | 149.8 | 7.142 | 1069.9 | 28.39
2021-05-13 | 138.99 | 7.142 | 992.7 | 26.34
2021-05-14 | 149.37 | 7.142 | 1066.8 | 28.31
2021-05-15 | 139.54 | 7.142 | 996.6 | 26.45
2021-05-16 | 137.44 | 7.142 | 981.6 | 26.05
2021-05-17 | 149.51 | 7.142 | 1067.8 | 28.34
2021-05-18 | 144.89 | 7.142 | 1034.8 | 27.46
2021-05-19 | 144.45 | 7.142 | 1031.7 | 27.38
2021-05-20 | 146.2 | 7.142 | 1044.2 | 27.71
2021-05-21 | 146.83 | 7.142 | 1048.7 | 27.83
2021-05-22 | 137.35 | 7.142 | 980.9 | 26.03
2021-05-23 | 136.07 | 7.142 | 971.8 | 25.79
2021-05-24 | 150.78 | 7.142 | 1076.9 | 28.58
2021-05-25 | 152.84 | 7.142 | 1091.6 | 28.97
2021-05-26 | 142.56 | 7.142 | 1018.2 | 27.02
2021-05-27 | 151.32 | 7.142 | 1080.7 | 28.68
2021-05-28 | 150.7 | 7.142 | 1076.3 | 28.56
2021-05-29 | 141.84 | 7.142 | 1013.1 | 26.89
2021-05-30 | 138.5 | 7.142 | 989.2 | 26.25
2021-05-31 | 151.42 | 7.142 | 1081.4 | 28.7
2021-06-01 | 152.06 | 7.142 | 1086 | 28.82
2021-06-02 | 151.81 | 7.142 | 1084.3 | 28.78
2021-06-03 | 153.17 | 7.142 | 1094 | 29.03
2021-06-04 | 154.32 | 7.142 | 1102.1 | 29.25
2021-06-05 | 144.93 | 7.142 | 1035.1 | 27.47
2021-06-06 | 140.63 | 7.142 | 1004.4 | 26.66
2021-06-07 | 152.74 | 7.142 | 1090.9 | 28.95
2021-06-08 | 151.34 | 7.142 | 1080.9 | 28.69
2021-06-09 | 153.29 | 7.142 | 1094.8 | 29.05
2021-06-10 | 150.94 | 7.142 | 1078.1 | 28.61
2021-06-11 | 149.63 | 7.142 | 1068.7 | 28.36
2021-06-12 | 143.78 | 7.142 | 1026.9 | 27.25
2021-06-13 | 138.71 | 7.142 | 990.7 | 26.29
2021-06-14 | 150.55 | 7.142 | 1075.3 | 28.54
2021-06-15 | 149.5 | 7.142 | 1067.7 | 28.34
2021-06-16 | 147.42 | 7.142 | 1052.9 | 27.94
2021-06-17 | 149.27 | 7.142 | 1066.1 | 28.29
2021-06-18 | 145.58 | 7.142 | 1039.7 | 27.59
2021-06-19 | 138.39 | 7.142 | 988.4 | 26.23
2021-06-20 | 133.98 | 7.142 | 956.9 | 25.39
2021-06-21 | 145.92 | 7.142 | 1042.2 | 27.66
2021-06-22 | 148.31 | 7.142 | 1059.2 | 28.11
2021-06-23 | 148 | 7.142 | 1057 | 28.05
2021-06-24 | 150.88 | 7.142 | 1077.6 | 28.6
2021-06-25 | 149.72 | 7.142 | 1069.3 | 28.38
2021-06-26 | 140.81 | 7.142 | 1005.7 | 26.69
2021-06-27 | 136.23 | 7.142 | 973 | 25.82
2021-06-28 | 147.82 | 7.142 | 1055.7 | 28.02
2021-06-29 | 148.21 | 7.142 | 1058.5 | 28.09
2021-06-30 | 146.97 | 7.142 | 1049.6 | 27.85
2021-07-01 | 150.08 | 7.142 | 1071.9 | 28.45
2021-07-02 | 150.84 | 7.142 | 1077.3 | 28.59
2021-07-03 | 142.68 | 7.142 | 1019 | 27.04
2021-07-04 | 135.49 | 7.142 | 967.7 | 25.68
2021-07-05 | 147.19 | 7.142 | 1051.2 | 27.9
2021-07-06 | 148.24 | 7.142 | 1058.8 | 28.1
2021-07-07 | 148.7 | 7.142 | 1062 | 28.18
2021-07-08 | 149.86 | 7.142 | 1070.3 | 28.4
2021-07-09 | 151.19 | 7.142 | 1079.8 | 28.66
2021-07-10 | 138.59 | 7.142 | 989.8 | 26.27
2021-07-11 | 132.92 | 7.142 | 949.3 | 25.19
2021-07-12 | 144.09 | 7.142 | 1029.1 | 27.31
2021-07-13 | 141.65 | 7.142 | 1011.7 | 26.85
2021-07-14 | 141.2 | 7.142 | 1008.4 | 26.76
2021-07-15 | 142.61 | 7.142 | 1018.5 | 27.03
2021-07-16 | 146.68 | 7.142 | 1047.6 | 27.8
2021-07-17 | 140.61 | 7.142 | 1004.2 | 26.65
2021-07-18 | 138.16 | 7.142 | 986.7 | 26.19
2021-07-19 | 149.56 | 7.142 | 1068.2 | 28.35
2021-07-20 | 139.05 | 7.142 | 993.1 | 26.36
2021-07-21 | 151.18 | 7.142 | 1079.7 | 28.65
2021-07-22 | 151.8 | 7.142 | 1084.2 | 28.77
2021-07-23 | 151.74 | 7.142 | 1083.8 | 28.76
2021-07-24 | 141.4 | 7.142 | 1009.9 | 26.8
2021-07-25 | 140.22 | 7.142 | 1001.4 | 26.58
2021-07-26 | 152.07 | 7.142 | 1086.1 | 28.82
2021-07-27 | 151.6 | 7.142 | 1082.8 | 28.74
2021-07-28 | 151.05 | 7.142 | 1078.8 | 28.63
2021-07-29 | 151.32 | 7.142 | 1080.7 | 28.68
2021-07-30 | 152.69 | 7.142 | 1090.5 | 28.94
2021-07-31 | 141.33 | 7.142 | 1009.4 | 26.79
2021-08-01 | 133.87 | 7.142 | 956.1 | 25.37
2021-08-02 | 146.55 | 7.142 | 1046.7 | 27.78
2021-08-03 | 147.43 | 7.142 | 1053 | 27.94
2021-08-04 | 145.63 | 7.142 | 1040.1 | 27.6
2021-08-05 | 146.9 | 7.142 | 1049.1 | 27.84
2021-08-06 | 149.34 | 7.142 | 1066.6 | 28.31
2021-08-07 | 141.49 | 7.142 | 1010.5 | 26.82
2021-08-08 | 134.81 | 7.142 | 962.8 | 25.55
2021-08-09 | 133.43 | 7.142 | 953 | 25.29
2021-08-10 | 149.28 | 7.142 | 1066.2 | 28.3
2021-08-11 | 148.68 | 7.142 | 1061.9 | 28.18
2021-08-12 | 148.66 | 7.142 | 1061.7 | 28.18
2021-08-13 | 147.24 | 7.142 | 1051.6 | 27.91
2021-08-14 | 139.16 | 7.142 | 993.9 | 26.38
2021-08-15 | 133.66 | 7.142 | 954.6 | 25.33
2021-08-16 | 145.55 | 7.142 | 1039.5 | 27.59
2021-08-17 | 144.56 | 7.142 | 1032.5 | 27.4
2021-08-18 | 142.58 | 7.142 | 1018.3 | 27.02
2021-08-19 | 141.23 | 7.142 | 1008.7 | 26.77
2021-08-20 | 142.93 | 7.142 | 1020.8 | 27.09
2021-08-21 | 135.25 | 7.142 | 966 | 25.64
2021-08-22 | 131.85 | 7.142 | 941.7 | 24.99
2021-08-23 | 142.46 | 7.142 | 1017.5 | 27
2021-08-24 | 142.52 | 7.142 | 1017.9 | 27.01
2021-08-25 | 141.65 | 7.142 | 1011.6 | 26.85
2021-08-26 | 142.96 | 7.142 | 1021 | 27.1
2021-08-27 | 144.88 | 7.142 | 1034.7 | 27.46
2021-08-28 | 139.91 | 7.142 | 999.3 | 26.52
2021-08-29 | 135.58 | 7.142 | 968.3 | 25.7
2021-08-30 | 143.41 | 7.142 | 1024.2 | 27.18
2021-08-31 | 144.16 | 7.142 | 1029.6 | 27.32
2021-09-01 | 145.39 | 7.142 | 1038.4 | 27.56
2021-09-02 | 142.27 | 7.142 | 1016.1 | 26.97
2021-09-03 | 142.46 | 7.142 | 1017.5 | 27
2021-09-04 | 138.04 | 7.142 | 985.9 | 26.16
2021-09-05 | 133.86 | 7.142 | 956 | 25.37
2021-09-06 | 145.75 | 7.142 | 1041 | 27.63
2021-09-07 | 143.56 | 7.142 | 1025.3 | 27.21
2021-09-08 | 145.21 | 7.142 | 1037.1 | 27.52
2021-09-09 | 148.3 | 7.142 | 1059.2 | 28.11
2021-09-10 | 145.53 | 7.142 | 1039.4 | 27.58
2021-09-11 | 139.2 | 7.142 | 994.2 | 26.38
2021-09-12 | 136.92 | 7.142 | 977.9 | 25.95
2021-09-13 | 145.73 | 7.142 | 1040.8 | 27.62
2021-09-14 | 146.02 | 7.142 | 1042.9 | 27.68
2021-09-15 | 147.75 | 7.142 | 1055.2 | 28
2021-09-16 | 149.8 | 7.142 | 1069.9 | 28.39
2021-09-17 | 150.35 | 7.142 | 1073.8 | 28.5
2021-09-18 | 143.05 | 7.142 | 1021.7 | 27.11
2021-09-19 | 137.61 | 7.142 | 982.8 | 26.08
2021-09-20 | 148.01 | 7.142 | 1057.1 | 28.05
2021-09-21 | 149.04 | 7.142 | 1064.4 | 28.25
2021-09-22 | 148.6 | 7.142 | 1061.3 | 28.17
2021-09-23 | 148.01 | 7.142 | 1057.1 | 28.05
2021-09-24 | 150.68 | 7.142 | 1076.1 | 28.56
2021-09-25 | 142.25 | 7.142 | 1015.9 | 26.96
2021-09-26 | 138.64 | 7.142 | 990.2 | 26.28
2021-09-27 | 147.26 | 7.142 | 1051.7 | 27.91
2021-09-28 | 146.24 | 7.142 | 1044.4 | 27.72
2021-09-29 | 147.85 | 7.142 | 1055.9 | 28.02
2021-09-30 | 145.94 | 7.142 | 1042.3 | 27.66
2021-10-01 | 144.54 | 7.142 | 1032.3 | 27.4
2021-10-02 | 136.06 | 7.142 | 971.7 | 25.79
2021-10-03 | 133.48 | 7.142 | 953.3 | 25.3
2021-10-04 | 147.32 | 7.142 | 1052.2 | 27.92
2021-10-05 | 147.72 | 7.142 | 1055 | 28
2021-10-06 | 148.41 | 7.142 | 1060 | 28.13
2021-10-07 | 149.17 | 7.142 | 1065.4 | 28.27
2021-10-08 | 150.8 | 7.142 | 1077.1 | 28.58
2021-10-09 | 143.62 | 7.142 | 1025.8 | 27.22
2021-10-10 | 140.48 | 7.142 | 1003.3 | 26.63
2021-10-11 | 150.15 | 7.142 | 1072.4 | 28.46
2021-10-12 | 155.7 | 7.142 | 1112 | 29.51
2021-10-13 | 155.57 | 7.142 | 1111.1 | 29.49
2021-10-14 | 154.61 | 7.142 | 1104.2 | 29.3
2021-10-15 | 153.64 | 7.142 | 1097.3 | 29.12
2021-10-16 | 147.96 | 7.142 | 1056.7 | 28.04
2021-10-17 | 141.2 | 7.142 | 1008.5 | 26.76
2021-10-18 | 148.63 | 7.142 | 1061.5 | 28.17
2021-10-19 | 150.43 | 7.142 | 1074.3 | 28.51
2021-10-20 | 148.74 | 7.142 | 1062.3 | 28.19
2021-10-21 | 145.22 | 7.142 | 1037.2 | 27.53
2021-10-22 | 146.34 | 7.142 | 1045.1 | 27.74
2021-10-23 | 137.37 | 7.142 | 981.1 | 26.04
2021-10-24 | 134.01 | 7.142 | 957.1 | 25.4
2021-10-25 | 146.87 | 7.142 | 1048.9 | 27.84
2021-10-26 | 148.14 | 7.142 | 1058 | 28.08
2021-10-27 | 148.38 | 7.142 | 1059.8 | 28.13
2021-10-28 | 148.84 | 7.142 | 1063.1 | 28.21
2021-10-29 | 150.89 | 7.142 | 1077.7 | 28.6
2021-10-30 | 144.66 | 7.142 | 1033.1 | 27.42
2021-10-31 | 138.53 | 7.142 | 989.4 | 26.26
2021-11-01 | 146.12 | 7.142 | 1043.6 | 27.7
2021-11-02 | 143.98 | 7.142 | 1028.3 | 27.29
2021-11-03 | 143.15 | 7.142 | 1022.4 | 27.13
2021-11-04 | 135.34 | 7.142 | 966.6 | 25.65
2021-11-05 | 141.18 | 7.142 | 1008.3 | 26.76
2021-11-06 | 136.46 | 7.142 | 974.6 | 25.86
2021-11-07 | 134.29 | 7.142 | 959.1 | 25.45
2021-11-08 | 144.8 | 7.142 | 1034.1 | 27.44
2021-11-09 | 145.56 | 7.142 | 1039.6 | 27.59
2021-11-10 | 143.69 | 7.142 | 1026.3 | 27.24
2021-11-11 | 143.37 | 7.142 | 1024 | 27.18
2021-11-12 | 144.5 | 7.142 | 1032 | 27.39
2021-11-13 | 139.68 | 7.142 | 997.6 | 26.47
2021-11-14 | 137.68 | 7.142 | 983.3 | 26.1
2021-11-15 | 149.9 | 7.142 | 1070.6 | 28.41
2021-11-16 | 149.17 | 7.142 | 1065.4 | 28.27
2021-11-17 | 151.91 | 7.142 | 1085 | 28.79
2021-11-18 | 149.72 | 7.142 | 1069.3 | 28.38
2021-11-19 | 149.56 | 7.142 | 1068.2 | 28.35
2021-11-20 | 140.09 | 7.142 | 1000.5 | 26.55
2021-11-21 | 134.99 | 7.142 | 964.1 | 25.59
2021-11-22 | 146.7 | 7.142 | 1047.8 | 27.81
2021-11-23 | 150.42 | 7.142 | 1074.3 | 28.51
2021-11-24 | 146.62 | 7.142 | 1047.1 | 27.79
2021-11-25 | 147.06 | 7.142 | 1050.3 | 27.87
2021-11-26 | 145.54 | 7.142 | 1039.5 | 27.59
2021-11-27 | 139.18 | 7.142 | 994 | 26.38
2021-11-28 | 135.92 | 7.142 | 970.8 | 25.76
2021-11-29 | 147.8 | 7.142 | 1055.6 | 28.01
2021-11-30 | 151.8 | 7.142 | 1084.1 | 28.77
2021-12-01 | 152.6 | 7.142 | 1089.8 | 28.92
2021-12-02 | 150.21 | 7.142 | 1072.8 | 28.47
2021-12-03 | 147.05 | 7.142 | 1050.2 | 27.87
2021-12-04 | 140.69 | 7.142 | 1004.8 | 26.67
2021-12-05 | 138.43 | 7.142 | 988.6 | 26.24
2021-12-06 | 147.54 | 7.142 | 1053.8 | 27.97
2021-12-07 | 149.82 | 7.142 | 1070.1 | 28.4
2021-12-08 | 150.25 | 7.142 | 1073.1 | 28.48
2021-12-09 | 151.05 | 7.142 | 1078.8 | 28.63
2021-12-10 | 149.72 | 7.142 | 1069.3 | 28.38
2021-12-11 | 141.06 | 7.142 | 1007.4 | 26.73
2021-12-12 | 136.8 | 7.142 | 977 | 25.93
2021-12-13 | 146.12 | 7.142 | 1043.6 | 27.7
2021-12-14 | 147.25 | 7.142 | 1051.7 | 27.91
2021-12-15 | 147.56 | 7.142 | 1053.9 | 27.97
2021-12-16 | 148.58 | 7.142 | 1061.2 | 28.16
2021-12-17 | 148.38 | 7.142 | 1059.7 | 28.12
2021-12-18 | 139.97 | 7.142 | 999.7 | 26.53
2021-12-19 | 134.78 | 7.142 | 962.6 | 25.55
2021-12-20 | 145.08 | 7.142 | 1036.2 | 27.5
2021-12-21 | 147.53 | 7.142 | 1053.7 | 27.96
2021-12-22 | 148.3 | 7.142 | 1059.1 | 28.11
2021-12-23 | 147.42 | 7.142 | 1052.9 | 27.94
2021-12-24 | 145.03 | 7.142 | 1035.8 | 27.49
2021-12-25 | 136.22 | 7.142 | 972.9 | 25.82
2021-12-26 | 135.11 | 7.142 | 965 | 25.61
2021-12-27 | 143.8 | 7.142 | 1027 | 27.25
2021-12-28 | 146.04 | 7.142 | 1043 | 27.68
2021-12-29 | 146.76 | 7.142 | 1048.2 | 27.82
2021-12-30 | 146.15 | 7.142 | 1043.8 | 27.7
2021-12-31 | 141.7 | 7.142 | 1012 | 26.86
2022-01-01 | 129.86 | 6.963 | 904.2 | 24
2022-01-02 | 128.22 | 6.963 | 892.8 | 23.69
2022-01-03 | 135.21 | 6.963 | 941.5 | 24.99
2022-01-04 | 141.42 | 6.963 | 984.7 | 26.13
2022-01-05 | 144.15 | 6.963 | 1003.7 | 26.64
2022-01-06 | 145.03 | 6.963 | 1009.8 | 26.8
2022-01-07 | 146.27 | 6.963 | 1018.4 | 27.03
2022-01-08 | 137.29 | 6.963 | 955.9 | 25.37
2022-01-09 | 133.82 | 6.963 | 931.7 | 24.73
2022-01-10 | 144.16 | 6.963 | 1003.7 | 26.64
2022-01-11 | 146.11 | 6.963 | 1017.3 | 27
2022-01-12 | 146.26 | 6.963 | 1018.3 | 27.02
2022-01-13 | 146.44 | 6.963 | 1019.6 | 27.06
2022-01-14 | 145.49 | 6.963 | 1013 | 26.88
2022-01-15 | 138.36 | 6.963 | 963.4 | 25.57
2022-01-16 | 135.57 | 6.963 | 943.9 | 25.05
2022-01-17 | 147.1 | 6.963 | 1024.2 | 27.18
2022-01-18 | 145.86 | 6.963 | 1015.6 | 26.95
2022-01-19 | 145.64 | 6.963 | 1014.1 | 26.91
2022-01-20 | 146.64 | 6.963 | 1021 | 27.1
2022-01-21 | 146.66 | 6.963 | 1021.2 | 27.1
2022-01-22 | 139.55 | 6.963 | 971.7 | 25.79
2022-01-23 | 136.17 | 6.963 | 948.1 | 25.16
2022-01-24 | 148.46 | 6.963 | 1033.7 | 27.43
2022-01-25 | 146.14 | 6.963 | 1017.5 | 27
2022-01-26 | 149.25 | 6.963 | 1039.2 | 27.58
2022-01-27 | 148.02 | 6.963 | 1030.6 | 27.35
2022-01-28 | 147.81 | 6.963 | 1029.2 | 27.31
2022-01-29 | 140.37 | 6.963 | 977.4 | 25.94
2022-01-30 | 136.01 | 6.963 | 947 | 25.13
2022-01-31 | 138.86 | 6.963 | 966.8 | 25.66
2022-02-01 | 131.34 | 6.963 | 914.5 | 24.27
2022-02-02 | 131.91 | 6.963 | 918.5 | 24.38
2022-02-03 | 143.76 | 6.963 | 1000.9 | 26.56
2022-02-04 | 146.52 | 6.963 | 1020.2 | 27.07
2022-02-05 | 141.21 | 6.963 | 983.2 | 26.09
2022-02-06 | 136.28 | 6.963 | 948.9 | 25.18
2022-02-07 | 145.85 | 6.963 | 1015.5 | 26.95
2022-02-08 | 145.57 | 6.963 | 1013.5 | 26.9
2022-02-09 | 144.51 | 6.963 | 1006.2 | 26.7
2022-02-10 | 142.51 | 6.963 | 992.3 | 26.33
2022-02-11 | 141.56 | 6.963 | 985.7 | 26.16
2022-02-12 | 136.27 | 6.963 | 948.8 | 25.18
2022-02-13 | 133.86 | 6.963 | 932 | 24.73
2022-02-14 | 144.72 | 6.963 | 1007.7 | 26.74
2022-02-15 | 145.82 | 6.963 | 1015.3 | 26.94
2022-02-16 | 143.41 | 6.963 | 998.5 | 26.5
2022-02-17 | 145.18 | 6.963 | 1010.9 | 26.83
2022-02-18 | 148.47 | 6.963 | 1033.8 | 27.44
2022-02-19 | 140.74 | 6.963 | 979.9 | 26.01
2022-02-20 | 136.58 | 6.963 | 951 | 25.24
2022-02-21 | 146.98 | 6.963 | 1023.4 | 27.16
2022-02-22 | 147.9 | 6.963 | 1029.8 | 27.33
2022-02-23 | 148.74 | 6.963 | 1035.6 | 27.48
2022-02-24 | 144.76 | 6.963 | 1007.9 | 26.75
2022-02-25 | 144.72 | 6.963 | 1007.7 | 26.74
2022-02-26 | 138.27 | 6.963 | 962.8 | 25.55
2022-02-27 | 134.48 | 6.963 | 936.3 | 24.85
2022-02-28 | 145.35 | 6.963 | 1012 | 26.86
2022-03-01 | 147.33 | 6.963 | 1025.8 | 27.22
2022-03-02 | 147.36 | 6.963 | 1026 | 27.23
2022-03-03 | 146.47 | 6.963 | 1019.8 | 27.06
2022-03-04 | 147.62 | 6.963 | 1027.8 | 27.28
2022-03-05 | 140.14 | 6.963 | 975.8 | 25.9
2022-03-06 | 136.41 | 6.963 | 949.8 | 25.21
2022-03-07 | 147.6 | 6.963 | 1027.7 | 27.27
2022-03-08 | 147.2 | 6.963 | 1024.9 | 27.2
2022-03-09 | 148.4 | 6.963 | 1033.3 | 27.42
2022-03-10 | 146.88 | 6.963 | 1022.7 | 27.14
2022-03-11 | 147.85 | 6.963 | 1029.4 | 27.32
2022-03-12 | 139.71 | 6.963 | 972.8 | 25.82
2022-03-13 | 137.24 | 6.963 | 955.6 | 25.36
2022-03-14 | 149.78 | 6.963 | 1042.8 | 27.67
2022-03-15 | 147.58 | 6.963 | 1027.5 | 27.27
2022-03-16 | 144.63 | 6.963 | 1007 | 26.72
2022-03-17 | 145.19 | 6.963 | 1010.9 | 26.83
2022-03-18 | 144.91 | 6.963 | 1009 | 26.78
2022-03-19 | 138.96 | 6.963 | 967.6 | 25.68
2022-03-20 | 135.93 | 6.963 | 946.4 | 25.12
2022-03-21 | 146.68 | 6.963 | 1021.3 | 27.1
2022-03-22 | 149.78 | 6.963 | 1042.8 | 27.67
2022-03-23 | 147.91 | 6.963 | 1029.8 | 27.33
2022-03-24 | 147.81 | 6.963 | 1029.1 | 27.31
2022-03-25 | 148.01 | 6.963 | 1030.5 | 27.35
2022-03-26 | 140.19 | 6.963 | 976.1 | 25.9
2022-03-27 | 135.97 | 6.963 | 946.7 | 25.12
2022-03-28 | 148.05 | 6.963 | 1030.8 | 27.36
2022-03-29 | 145.87 | 6.963 | 1015.7 | 26.96
2022-03-30 | 146.7 | 6.963 | 1021.4 | 27.11
2022-03-31 | 147.08 | 6.963 | 1024.1 | 27.18
2022-04-01 | 145.73 | 6.963 | 1014.7 | 26.93
2022-04-02 | 138.97 | 6.963 | 967.6 | 25.68
2022-04-03 | 134.21 | 6.963 | 934.4 | 24.8
2022-04-04 | 144.21 | 6.963 | 1004.1 | 26.65
2022-04-05 | 149.55 | 6.963 | 1041.3 | 27.63
2022-04-06 | 149.35 | 6.963 | 1039.9 | 27.6
2022-04-07 | 147.5 | 6.963 | 1027 | 27.25
2022-04-08 | 147.99 | 6.963 | 1030.4 | 27.35
2022-04-09 | 139.67 | 6.963 | 972.5 | 25.81
2022-04-10 | 136.46 | 6.963 | 950.2 | 25.22
2022-04-11 | 147.79 | 6.963 | 1029 | 27.31
2022-04-12 | 148.71 | 6.963 | 1035.4 | 27.48
2022-04-13 | 149.6 | 6.963 | 1041.6 | 27.64
2022-04-14 | 148.56 | 6.963 | 1034.4 | 27.45
2022-04-15 | 135.99 | 6.963 | 946.9 | 25.13
2022-04-16 | 137.51 | 6.963 | 957.5 | 25.41
2022-04-17 | 138.57 | 6.963 | 964.8 | 25.6
2022-04-18 | 147.2 | 6.963 | 1024.9 | 27.2
2022-04-19 | 148.18 | 6.963 | 1031.7 | 27.38
2022-04-20 | 147.73 | 6.963 | 1028.6 | 27.3
2022-04-21 | 145.16 | 6.963 | 1010.7 | 26.82
2022-04-22 | 146.17 | 6.963 | 1017.7 | 27.01
2022-04-23 | 141.26 | 6.963 | 983.6 | 26.1
2022-04-24 | 137.83 | 6.963 | 959.7 | 25.47
2022-04-25 | 149.03 | 6.963 | 1037.7 | 27.54
2022-04-26 | 149.24 | 6.963 | 1039.1 | 27.58
2022-04-27 | 149.43 | 6.963 | 1040.4 | 27.61
2022-04-28 | 148.9 | 6.963 | 1036.8 | 27.52
2022-04-29 | 148.6 | 6.963 | 1034.7 | 27.46
2022-04-30 | 139.45 | 6.963 | 971 | 25.77
2022-05-01 | 135.66 | 6.963 | 944.6 | 25.07
2022-05-02 | 136.02 | 6.963 | 947.1 | 25.13
2022-05-03 | 136.82 | 6.963 | 952.7 | 25.28
2022-05-04 | 149.38 | 6.963 | 1040.1 | 27.6
2022-05-05 | 151.56 | 6.963 | 1055.2 | 28
2022-05-06 | 152.45 | 6.963 | 1061.5 | 28.17
2022-05-07 | 143.95 | 6.963 | 1002.3 | 26.6
2022-05-08 | 138.1 | 6.963 | 961.5 | 25.52
2022-05-09 | 152.2 | 6.963 | 1059.7 | 28.12
2022-05-10 | 155.25 | 6.963 | 1080.9 | 28.69
2022-05-11 | 151.38 | 6.963 | 1054 | 27.97
2022-05-12 | 152.22 | 6.963 | 1059.9 | 28.13
2022-05-13 | 153.35 | 6.963 | 1067.8 | 28.34
2022-05-14 | 147.07 | 6.963 | 1024 | 27.18
2022-05-15 | 140.87 | 6.963 | 980.8 | 26.03
2022-05-16 | 138.92 | 6.963 | 967.2 | 25.67
2022-05-17 | 150.62 | 6.963 | 1048.7 | 27.83
2022-05-18 | 154.33 | 6.963 | 1074.6 | 28.52
2022-05-19 | 153.42 | 6.963 | 1068.2 | 28.35
2022-05-20 | 151.41 | 6.963 | 1054.2 | 27.98
2022-05-21 | 143.7 | 6.963 | 1000.5 | 26.55
2022-05-22 | 140.75 | 6.963 | 980 | 26.01
2022-05-23 | 151.5 | 6.963 | 1054.8 | 27.99
2022-05-24 | 151.47 | 6.963 | 1054.6 | 27.99
2022-05-25 | 150.41 | 6.963 | 1047.2 | 27.79
2022-05-26 | 148.06 | 6.963 | 1030.9 | 27.36
2022-05-27 | 150.34 | 6.963 | 1046.8 | 27.78
2022-05-28 | 143.99 | 6.963 | 1002.6 | 26.61
2022-05-29 | 141.56 | 6.963 | 985.6 | 26.16
2022-05-30 | 155.98 | 6.963 | 1086 | 28.82
2022-05-31 | 157.08 | 6.963 | 1093.7 | 29.03
2022-06-01 | 155.51 | 6.963 | 1082.8 | 28.74
2022-06-02 | 153.4 | 6.963 | 1068.1 | 28.35
2022-06-03 | 152.15 | 6.963 | 1059.4 | 28.11
2022-06-04 | 142.35 | 6.963 | 991.1 | 26.3
2022-06-05 | 139.17 | 6.963 | 969 | 25.72
2022-06-06 | 150.39 | 6.963 | 1047.1 | 27.79
2022-06-07 | 151.15 | 6.963 | 1052.4 | 27.93
2022-06-08 | 150.29 | 6.963 | 1046.5 | 27.77
2022-06-09 | 149.05 | 6.963 | 1037.8 | 27.54
2022-06-10 | 148.19 | 6.963 | 1031.8 | 27.38
2022-06-11 | 139.56 | 6.963 | 971.7 | 25.79
2022-06-12 | 135.11 | 6.963 | 940.7 | 24.96
2022-06-13 | 147.06 | 6.963 | 1024 | 27.18
2022-06-14 | 147.43 | 6.963 | 1026.5 | 27.24
2022-06-15 | 149.41 | 6.963 | 1040.3 | 27.61
2022-06-16 | 148.36 | 6.963 | 1033 | 27.41
2022-06-17 | 146.19 | 6.963 | 1017.9 | 27.01
2022-06-18 | 138.58 | 6.963 | 964.9 | 25.61
2022-06-19 | 135.44 | 6.963 | 943 | 25.03
2022-06-20 | 145.46 | 6.963 | 1012.8 | 26.88
2022-06-21 | 146.34 | 6.963 | 1018.9 | 27.04
2022-06-22 | 146.84 | 6.963 | 1022.4 | 27.13
2022-06-23 | 147.73 | 6.963 | 1028.6 | 27.3
2022-06-24 | 146.68 | 6.963 | 1021.3 | 27.1
2022-06-25 | 137.85 | 6.963 | 959.8 | 25.47
2022-06-26 | 135.52 | 6.963 | 943.6 | 25.04
2022-06-27 | 149.78 | 6.963 | 1042.9 | 27.68
2022-06-28 | 150.68 | 6.963 | 1049.2 | 27.84
2022-06-29 | 149.46 | 6.963 | 1040.6 | 27.62
2022-06-30 | 148.75 | 6.963 | 1035.7 | 27.49
2022-07-01 | 146.6 | 6.963 | 1020.7 | 27.09
2022-07-02 | 139.98 | 6.963 | 974.6 | 25.86
2022-07-03 | 136.94 | 6.963 | 953.5 | 25.3
2022-07-04 | 150.88 | 6.963 | 1050.6 | 27.88
2022-07-05 | 150.33 | 6.963 | 1046.7 | 27.78
2022-07-06 | 150.15 | 6.963 | 1045.5 | 27.75
2022-07-07 | 150.95 | 6.963 | 1051 | 27.89
2022-07-08 | 150.23 | 6.963 | 1046 | 27.76
2022-07-09 | 141.84 | 6.963 | 987.6 | 26.21
2022-07-10 | 136.25 | 6.963 | 948.7 | 25.18
2022-07-11 | 136.03 | 6.963 | 947.2 | 25.14
2022-07-12 | 149.6 | 6.963 | 1041.6 | 27.64
2022-07-13 | 150.67 | 6.963 | 1049.1 | 27.84
2022-07-14 | 152.01 | 6.963 | 1058.4 | 28.09
2022-07-15 | 150.96 | 6.963 | 1051.1 | 27.89
2022-07-16 | 141.54 | 6.963 | 985.5 | 26.15
2022-07-17 | 140.46 | 6.963 | 978 | 25.95
2022-07-18 | 153.68 | 6.963 | 1070 | 28.4
2022-07-19 | 155.95 | 6.963 | 1085.8 | 28.82
2022-07-20 | 150.7 | 6.963 | 1049.3 | 27.85
2022-07-21 | 150.15 | 6.963 | 1045.4 | 27.74
2022-07-22 | 148.36 | 6.963 | 1033 | 27.41
2022-07-23 | 139.66 | 6.963 | 972.4 | 25.81
2022-07-24 | 134.9 | 6.963 | 939.3 | 24.93
2022-07-25 | 146.32 | 6.963 | 1018.8 | 27.04
2022-07-26 | 144.68 | 6.963 | 1007.4 | 26.73
2022-07-27 | 145.87 | 6.963 | 1015.7 | 26.96
2022-07-28 | 149.47 | 6.963 | 1040.7 | 27.62
2022-07-29 | 147.14 | 6.963 | 1024.5 | 27.19
2022-07-30 | 136.87 | 6.963 | 953 | 25.29
2022-07-31 | 135.29 | 6.963 | 942 | 25
2022-08-01 | 148.82 | 6.963 | 1036.2 | 27.5
2022-08-02 | 149.46 | 6.963 | 1040.6 | 27.62
2022-08-03 | 146.38 | 6.963 | 1019.2 | 27.05
2022-08-04 | 145.68 | 6.963 | 1014.3 | 26.92
2022-08-05 | 144.84 | 6.963 | 1008.5 | 26.76
2022-08-06 | 137.38 | 6.963 | 956.5 | 25.38
2022-08-07 | 135.51 | 6.963 | 943.5 | 25.04
2022-08-08 | 148.84 | 6.963 | 1036.3 | 27.5
2022-08-09 | 138.73 | 6.963 | 965.9 | 25.63
2022-08-10 | 152.38 | 6.963 | 1061 | 28.16
2022-08-11 | 153.86 | 6.963 | 1071.3 | 28.43
2022-08-12 | 155.66 | 6.963 | 1083.8 | 28.76
2022-08-13 | 144.82 | 6.963 | 1008.3 | 26.76
2022-08-14 | 140.37 | 6.963 | 977.3 | 25.94
2022-08-15 | 154.11 | 6.963 | 1073 | 28.48
2022-08-16 | 150.84 | 6.963 | 1050.3 | 27.87
2022-08-17 | 151.4 | 6.963 | 1054.2 | 27.98
2022-08-18 | 152.12 | 6.963 | 1059.1 | 28.11
2022-08-19 | 151.23 | 6.963 | 1053 | 27.94
2022-08-20 | 142.84 | 6.963 | 994.6 | 26.4
2022-08-21 | 135.21 | 6.963 | 941.4 | 24.98
2022-08-22 | 146.45 | 6.963 | 1019.7 | 27.06
2022-08-23 | 148.26 | 6.963 | 1032.3 | 27.4
2022-08-24 | 147.25 | 6.963 | 1025.3 | 27.21
2022-08-25 | 148.39 | 6.963 | 1033.2 | 27.42
2022-08-26 | 145.11 | 6.963 | 1010.4 | 26.81
2022-08-27 | 137.53 | 6.963 | 957.6 | 25.41
2022-08-28 | 134.02 | 6.963 | 933.1 | 24.76
2022-08-29 | 145.92 | 6.963 | 1016 | 26.96
2022-08-30 | 146.97 | 6.963 | 1023.3 | 27.16
2022-08-31 | 147.11 | 6.963 | 1024.3 | 27.18
2022-09-01 | 148.02 | 6.963 | 1030.6 | 27.35
2022-09-02 | 146.19 | 6.963 | 1017.9 | 27.01
2022-09-03 | 136.95 | 6.963 | 953.5 | 25.3
2022-09-04 | 135.89 | 6.963 | 946.1 | 25.11
2022-09-05 | 145.76 | 6.963 | 1014.9 | 26.93
2022-09-06 | 146.13 | 6.963 | 1017.5 | 27
2022-09-07 | 146.2 | 6.963 | 1018 | 27.02
2022-09-08 | 146.25 | 6.963 | 1018.3 | 27.02
2022-09-09 | 146.51 | 6.963 | 1020.1 | 27.07
2022-09-10 | 137.71 | 6.963 | 958.9 | 25.45
2022-09-11 | 135.82 | 6.963 | 945.7 | 25.1
2022-09-12 | 146.26 | 6.963 | 1018.4 | 27.03
2022-09-13 | 147.97 | 6.963 | 1030.3 | 27.34
2022-09-14 | 146.56 | 6.963 | 1020.4 | 27.08
2022-09-15 | 147.14 | 6.963 | 1024.5 | 27.19
2022-09-16 | 149.3 | 6.963 | 1039.5 | 27.59
2022-09-17 | 143.38 | 6.963 | 998.3 | 26.49
2022-09-18 | 135.78 | 6.963 | 945.4 | 25.09
2022-09-19 | 145.02 | 6.963 | 1009.7 | 26.8
2022-09-20 | 146.06 | 6.963 | 1017 | 26.99
2022-09-21 | 147.44 | 6.963 | 1026.6 | 27.24
2022-09-22 | 147.09 | 6.963 | 1024.1 | 27.18
2022-09-23 | 146.62 | 6.963 | 1020.8 | 27.09
2022-09-24 | 139.61 | 6.963 | 972 | 25.8
2022-09-25 | 133.54 | 6.963 | 929.8 | 24.68
2022-09-26 | 146.24 | 6.963 | 1018.2 | 27.02
2022-09-27 | 146.83 | 6.963 | 1022.3 | 27.13
2022-09-28 | 148.34 | 6.963 | 1032.8 | 27.41
2022-09-29 | 149.55 | 6.963 | 1041.3 | 27.63
2022-09-30 | 149.1 | 6.963 | 1038.1 | 27.55
2022-10-01 | 139.63 | 6.963 | 972.2 | 25.8
2022-10-02 | 134.27 | 6.963 | 934.9 | 24.81
2022-10-03 | 147.62 | 6.963 | 1027.8 | 27.28
2022-10-04 | 147.17 | 6.963 | 1024.7 | 27.19
2022-10-05 | 146.46 | 6.963 | 1019.8 | 27.06
2022-10-06 | 147.28 | 6.963 | 1025.5 | 27.22
2022-10-07 | 144.71 | 6.963 | 1007.5 | 26.74
2022-10-08 | 137.54 | 6.963 | 957.7 | 25.42
2022-10-09 | 134.13 | 6.963 | 933.9 | 24.78
2022-10-10 | 144.65 | 6.963 | 1007.2 | 26.73
2022-10-11 | 145.71 | 6.963 | 1014.5 | 26.92
2022-10-12 | 145.48 | 6.963 | 1012.9 | 26.88
2022-10-13 | 147.61 | 6.963 | 1027.7 | 27.27
2022-10-14 | 148.8 | 6.963 | 1036.1 | 27.5
2022-10-15 | 140.98 | 6.963 | 981.6 | 26.05
2022-10-16 | 136.05 | 6.963 | 947.3 | 25.14
2022-10-17 | 145.84 | 6.963 | 1015.4 | 26.95
2022-10-18 | 147.91 | 6.963 | 1029.8 | 27.33
2022-10-19 | 149.81 | 6.963 | 1043.1 | 27.68
2022-10-20 | 151.86 | 6.963 | 1057.4 | 28.06
2022-10-21 | 148.33 | 6.963 | 1032.8 | 27.41
2022-10-22 | 133.88 | 6.963 | 932.2 | 24.74
2022-10-23 | 128.71 | 6.963 | 896.1 | 23.78
2022-10-24 | 130.47 | 6.963 | 908.4 | 24.11
2022-10-25 | 144.46 | 6.963 | 1005.8 | 26.69
2022-10-26 | 144.04 | 6.963 | 1002.9 | 26.62
2022-10-27 | 144.28 | 6.963 | 1004.6 | 26.66
2022-10-28 | 145.9 | 6.963 | 1015.9 | 26.96
2022-10-29 | 138.41 | 6.963 | 963.7 | 25.58
2022-10-30 | 134.47 | 6.963 | 936.3 | 24.85
2022-10-31 | 141.21 | 6.963 | 983.2 | 26.09
2022-11-01 | 144.54 | 6.963 | 1006.4 | 26.71
2022-11-02 | 144.02 | 6.963 | 1002.7 | 26.61
2022-11-03 | 144.57 | 6.963 | 1006.6 | 26.71
2022-11-04 | 143.7 | 6.963 | 1000.6 | 26.55
2022-11-05 | 135.89 | 6.963 | 946.1 | 25.11
2022-11-06 | 133.19 | 6.963 | 927.4 | 24.61
2022-11-07 | 143.94 | 6.963 | 1002.2 | 26.6
2022-11-08 | 144.23 | 6.963 | 1004.2 | 26.65
2022-11-09 | 143.9 | 6.963 | 1001.9 | 26.59
2022-11-10 | 143.48 | 6.963 | 999 | 26.51
2022-11-11 | 144.21 | 6.963 | 1004.1 | 26.65
2022-11-12 | 136.88 | 6.963 | 953.1 | 25.29
2022-11-13 | 132.38 | 6.963 | 921.7 | 24.46
2022-11-14 | 144.7 | 6.963 | 1007.5 | 26.74
2022-11-15 | 146.01 | 6.963 | 1016.7 | 26.98
2022-11-16 | 147.24 | 6.963 | 1025.2 | 27.21
2022-11-17 | 147.01 | 6.963 | 1023.6 | 27.16
2022-11-18 | 148.31 | 6.963 | 1032.7 | 27.41
2022-11-19 | 138.64 | 6.963 | 965.3 | 25.62
2022-11-20 | 134.19 | 6.963 | 934.3 | 24.79
2022-11-21 | 147.26 | 6.963 | 1025.4 | 27.21
2022-11-22 | 151.5 | 6.963 | 1054.8 | 27.99
2022-11-23 | 150.76 | 6.963 | 1049.7 | 27.86
2022-11-24 | 150.73 | 6.963 | 1049.5 | 27.85
2022-11-25 | 148.64 | 6.963 | 1034.9 | 27.46
2022-11-26 | 142.01 | 6.963 | 988.8 | 26.24
2022-11-27 | 135.85 | 6.963 | 945.9 | 25.1
2022-11-28 | 146.12 | 6.963 | 1017.4 | 27
2022-11-29 | 145.29 | 6.963 | 1011.6 | 26.85
2022-11-30 | 145.2 | 6.963 | 1011 | 26.83
2022-12-01 | 144.36 | 6.963 | 1005.1 | 26.67
2022-12-02 | 142.47 | 6.963 | 992 | 26.33
2022-12-03 | 134.94 | 6.963 | 939.5 | 24.93
2022-12-04 | 132.54 | 6.963 | 922.9 | 24.49
2022-12-05 | 144.34 | 6.963 | 1005 | 26.67
2022-12-06 | 144.42 | 6.963 | 1005.5 | 26.68
2022-12-07 | 145.61 | 6.963 | 1013.8 | 26.9
2022-12-08 | 145.96 | 6.963 | 1016.3 | 26.97
2022-12-09 | 143.08 | 6.963 | 996.2 | 26.44
2022-12-10 | 134.91 | 6.963 | 939.3 | 24.93
2022-12-11 | 130.7 | 6.963 | 910 | 24.15
2022-12-12 | 140.67 | 6.963 | 979.4 | 25.99
2022-12-13 | 142.36 | 6.963 | 991.2 | 26.3
2022-12-14 | 140.44 | 6.963 | 977.9 | 25.95
2022-12-15 | 139.88 | 6.963 | 973.9 | 25.85
2022-12-16 | 138.96 | 6.963 | 967.6 | 25.68
2022-12-17 | 134.26 | 6.963 | 934.8 | 24.81
2022-12-18 | 130.06 | 6.963 | 905.6 | 24.03
2022-12-19 | 140.38 | 6.963 | 977.5 | 25.94
2022-12-20 | 140.61 | 6.963 | 979 | 25.98
2022-12-21 | 140.72 | 6.963 | 979.8 | 26
2022-12-22 | 140.22 | 6.963 | 976.3 | 25.91
2022-12-23 | 137.98 | 6.963 | 960.7 | 25.5
2022-12-24 | 130.72 | 6.963 | 910.1 | 24.15
2022-12-25 | 125.97 | 6.963 | 877.1 | 23.28
2022-12-26 | 127.57 | 6.963 | 888.2 | 23.57
2022-12-27 | 138.54 | 6.963 | 964.6 | 25.6
2022-12-28 | 139.91 | 6.963 | 974.1 | 25.85
2022-12-29 | 140.98 | 6.963 | 981.6 | 26.05
2022-12-30 | 138.83 | 6.963 | 966.6 | 25.65
2022-12-31 | 131.52 | 6.963 | 915.7 | 24.3
2023-01-01 | 128.16 | 7.236 | 927.4 | 24.61
2023-01-02 | 130.42 | 7.236 | 943.7 | 25.04
2023-01-03 | 142.45 | 7.236 | 1030.8 | 27.36
2023-01-04 | 142.71 | 7.236 | 1032.7 | 27.41
2023-01-05 | 143.32 | 7.236 | 1037.1 | 27.52
2023-01-06 | 143.38 | 7.236 | 1037.5 | 27.53
2023-01-07 | 137.08 | 7.236 | 991.9 | 26.32
2023-01-08 | 133.49 | 7.236 | 966 | 25.64
2023-01-09 | 145.83 | 7.236 | 1055.3 | 28.01
2023-01-10 | 148.32 | 7.236 | 1073.3 | 28.48
2023-01-11 | 146.94 | 7.236 | 1063.3 | 28.22
2023-01-12 | 145.35 | 7.236 | 1051.8 | 27.91
2023-01-13 | 146.75 | 7.236 | 1061.9 | 28.18
2023-01-14 | 138.24 | 7.236 | 1000.4 | 26.55
2023-01-15 | 135.04 | 7.236 | 977.2 | 25.93
2023-01-16 | 145.6 | 7.236 | 1053.6 | 27.96
2023-01-17 | 143.4 | 7.236 | 1037.7 | 27.54
2023-01-18 | 143.6 | 7.236 | 1039.1 | 27.58
2023-01-19 | 142.6 | 7.236 | 1031.9 | 27.39
2023-01-20 | 140.18 | 7.236 | 1014.4 | 26.92
2023-01-21 | 130.23 | 7.236 | 942.4 | 25.01
2023-01-22 | 124.85 | 7.236 | 903.5 | 23.98
2023-01-23 | 125.57 | 7.236 | 908.7 | 24.12
2023-01-24 | 125.59 | 7.236 | 908.8 | 24.12
2023-01-25 | 132.66 | 7.236 | 960 | 25.48
2023-01-26 | 134.37 | 7.236 | 972.3 | 25.8
2023-01-27 | 136.61 | 7.236 | 988.5 | 26.23
2023-01-28 | 131.61 | 7.236 | 952.3 | 25.27
2023-01-29 | 126.68 | 7.236 | 916.7 | 24.33
2023-01-30 | 138.74 | 7.236 | 1004 | 26.64
2023-01-31 | 139.36 | 7.236 | 1008.4 | 26.76
2023-02-01 | 139.46 | 7.236 | 1009.2 | 26.78
2023-02-02 | 141.24 | 7.236 | 1022.1 | 27.12
2023-02-03 | 140.42 | 7.236 | 1016.1 | 26.97
2023-02-04 | 133.88 | 7.236 | 968.8 | 25.71
2023-02-05 | 128.15 | 7.236 | 927.3 | 24.61
2023-02-06 | 137.71 | 7.236 | 996.5 | 26.45
2023-02-07 | 140.18 | 7.236 | 1014.4 | 26.92
2023-02-08 | 142.33 | 7.236 | 1029.9 | 27.33
2023-02-09 | 142.6 | 7.236 | 1031.9 | 27.39
2023-02-10 | 142.98 | 7.236 | 1034.6 | 27.46
2023-02-11 | 135.27 | 7.236 | 978.8 | 25.98
2023-02-12 | 129.72 | 7.236 | 938.7 | 24.91
2023-02-13 | 140 | 7.236 | 1013.1 | 26.89
2023-02-14 | 141.19 | 7.236 | 1021.7 | 27.11
2023-02-15 | 139.88 | 7.236 | 1012.2 | 26.86
2023-02-16 | 137.88 | 7.236 | 997.7 | 26.48
2023-02-17 | 139.59 | 7.236 | 1010.1 | 26.81
2023-02-18 | 133.57 | 7.236 | 966.6 | 25.65
2023-02-19 | 130.1 | 7.236 | 941.5 | 24.99
2023-02-20 | 140.24 | 7.236 | 1014.8 | 26.93
2023-02-21 | 140.7 | 7.236 | 1018.1 | 27.02
2023-02-22 | 141.88 | 7.236 | 1026.7 | 27.25
2023-02-23 | 141.42 | 7.236 | 1023.4 | 27.16
2023-02-24 | 141 | 7.236 | 1020.3 | 27.08
2023-02-25 | 133.86 | 7.236 | 968.6 | 25.71
2023-02-26 | 129.76 | 7.236 | 939 | 24.92
2023-02-27 | 140.97 | 7.236 | 1020.1 | 27.07
2023-02-28 | 140.49 | 7.236 | 1016.6 | 26.98
2023-03-01 | 135.84 | 7.236 | 983 | 26.09
2023-03-02 | 136.75 | 7.236 | 989.6 | 26.26
2023-03-03 | 137.6 | 7.236 | 995.7 | 26.42
2023-03-04 | 130.29 | 7.236 | 942.8 | 25.02
2023-03-05 | 125.08 | 7.236 | 905.1 | 24.02
2023-03-06 | 135.54 | 7.236 | 980.8 | 26.03
2023-03-07 | 137.24 | 7.236 | 993.1 | 26.36
2023-03-08 | 137.98 | 7.236 | 998.5 | 26.5
2023-03-09 | 139.16 | 7.236 | 1007 | 26.72
2023-03-10 | 141.15 | 7.236 | 1021.4 | 27.11
2023-03-11 | 134.2 | 7.236 | 971.1 | 25.77
2023-03-12 | 130.25 | 7.236 | 942.5 | 25.01
2023-03-13 | 139.66 | 7.236 | 1010.6 | 26.82
2023-03-14 | 140.45 | 7.236 | 1016.4 | 26.97
2023-03-15 | 139.68 | 7.236 | 1010.7 | 26.82
2023-03-16 | 142.24 | 7.236 | 1029.3 | 27.32
2023-03-17 | 143.3 | 7.236 | 1037 | 27.52
2023-03-18 | 136.67 | 7.236 | 989 | 26.25
2023-03-19 | 134.23 | 7.236 | 971.3 | 25.78
2023-03-20 | 145.79 | 7.236 | 1055 | 28
2023-03-21 | 144.04 | 7.236 | 1042.3 | 27.66
2023-03-22 | 146.45 | 7.236 | 1059.8 | 28.13
2023-03-23 | 147.77 | 7.236 | 1069.3 | 28.38
2023-03-24 | 148.26 | 7.236 | 1072.9 | 28.47
2023-03-25 | 139.81 | 7.236 | 1011.7 | 26.85
2023-03-26 | 135.28 | 7.236 | 978.9 | 25.98
2023-03-27 | 146.16 | 7.236 | 1057.7 | 28.07
2023-03-28 | 147.65 | 7.236 | 1068.4 | 28.35
2023-03-29 | 147.71 | 7.236 | 1068.8 | 28.36
2023-03-30 | 146.91 | 7.236 | 1063.1 | 28.21
2023-03-31 | 146.18 | 7.236 | 1057.8 | 28.07
2023-04-01 | 138.76 | 7.236 | 1004.1 | 26.65
2023-04-02 | 135.2 | 7.236 | 978.4 | 25.97
2023-04-03 | 144.23 | 7.236 | 1043.7 | 27.7
2023-04-04 | 144.75 | 7.236 | 1047.4 | 27.8
2023-04-05 | 148.52 | 7.236 | 1074.7 | 28.52
2023-04-06 | 148.11 | 7.236 | 1071.8 | 28.44
2023-04-07 | 137.94 | 7.236 | 998.2 | 26.49
2023-04-08 | 138.03 | 7.236 | 998.8 | 26.51
2023-04-09 | 136.1 | 7.236 | 984.9 | 26.14
2023-04-10 | 147.45 | 7.236 | 1067 | 28.32
2023-04-11 | 148.62 | 7.236 | 1075.4 | 28.54
2023-04-12 | 150.88 | 7.236 | 1091.8 | 28.97
2023-04-13 | 152.46 | 7.236 | 1103.2 | 29.28
2023-04-14 | 153.3 | 7.236 | 1109.4 | 29.44
2023-04-15 | 145.09 | 7.236 | 1049.9 | 27.86
2023-04-16 | 140.36 | 7.236 | 1015.7 | 26.96
2023-04-17 | 153.9 | 7.236 | 1113.7 | 29.56
2023-04-18 | 155.51 | 7.236 | 1125.3 | 29.86
2023-04-19 | 156.28 | 7.236 | 1130.9 | 30.01
2023-04-20 | 154.63 | 7.236 | 1119 | 29.7
2023-04-21 | 152.22 | 7.236 | 1101.5 | 29.23
2023-04-22 | 143.29 | 7.236 | 1036.9 | 27.52
2023-04-23 | 142.7 | 7.236 | 1032.6 | 27.4
2023-04-24 | 154.17 | 7.236 | 1115.6 | 29.61
2023-04-25 | 155.15 | 7.236 | 1122.7 | 29.79
2023-04-26 | 154.95 | 7.236 | 1121.2 | 29.75
2023-04-27 | 156.56 | 7.236 | 1132.9 | 30.07
2023-04-28 | 154.67 | 7.236 | 1119.3 | 29.7
2023-04-29 | 143.3 | 7.236 | 1037 | 27.52
2023-04-30 | 138.43 | 7.236 | 1001.7 | 26.58
2023-05-01 | 139.47 | 7.236 | 1009.2 | 26.78
2023-05-02 | 153.98 | 7.236 | 1114.2 | 29.57
2023-05-03 | 155.04 | 7.236 | 1121.9 | 29.77
2023-05-04 | 153.36 | 7.236 | 1109.8 | 29.45
2023-05-05 | 152.9 | 7.236 | 1106.5 | 29.36
2023-05-06 | 143.2 | 7.236 | 1036.2 | 27.5
2023-05-07 | 139.39 | 7.236 | 1008.7 | 26.77
2023-05-08 | 153.28 | 7.236 | 1109.2 | 29.44
2023-05-09 | 153.78 | 7.236 | 1112.8 | 29.53
2023-05-10 | 157.99 | 7.236 | 1143.3 | 30.34
2023-05-11 | 160.77 | 7.236 | 1163.4 | 30.87
2023-05-12 | 160.13 | 7.236 | 1158.8 | 30.75
2023-05-13 | 151.35 | 7.236 | 1095.2 | 29.06
2023-05-14 | 148.05 | 7.236 | 1071.3 | 28.43
2023-05-15 | 158.97 | 7.236 | 1150.4 | 30.53
2023-05-16 | 155.52 | 7.236 | 1125.4 | 29.87
2023-05-17 | 156.22 | 7.236 | 1130.4 | 30
2023-05-18 | 155.07 | 7.236 | 1122.1 | 29.78
2023-05-19 | 155.87 | 7.236 | 1127.9 | 29.93
2023-05-20 | 148.23 | 7.236 | 1072.6 | 28.47
2023-05-21 | 141.92 | 7.236 | 1026.9 | 27.25
2023-05-22 | 152.87 | 7.236 | 1106.2 | 29.36
2023-05-23 | 154.49 | 7.236 | 1117.9 | 29.67
2023-05-24 | 156.41 | 7.236 | 1131.9 | 30.04
2023-05-25 | 160.03 | 7.236 | 1158 | 30.73
2023-05-26 | 156.6 | 7.236 | 1133.2 | 30.07
2023-05-27 | 146.54 | 7.236 | 1060.4 | 28.14
2023-05-28 | 141.44 | 7.236 | 1023.5 | 27.16
2023-05-29 | 154.92 | 7.236 | 1121.1 | 29.75
2023-05-30 | 157.27 | 7.236 | 1138.1 | 30.2
2023-05-31 | 157.3 | 7.236 | 1138.3 | 30.21
2023-06-01 | 154.69 | 7.236 | 1119.4 | 29.71
2023-06-02 | 141.16 | 7.236 | 1021.5 | 27.11
2023-06-03 | 147.07 | 7.236 | 1064.3 | 28.24
2023-06-04 | 139.81 | 7.236 | 1011.7 | 26.85
2023-06-05 | 148.22 | 7.236 | 1072.5 | 28.46
2023-06-06 | 151.38 | 7.236 | 1095.5 | 29.07
2023-06-07 | 152.24 | 7.236 | 1101.7 | 29.24
2023-06-08 | 153.01 | 7.236 | 1107.2 | 29.38
2023-06-09 | 153.91 | 7.236 | 1113.7 | 29.56
2023-06-10 | 146.28 | 7.236 | 1058.5 | 28.09
2023-06-11 | 142.29 | 7.236 | 1029.6 | 27.32
2023-06-12 | 153.3 | 7.236 | 1109.3 | 29.44
2023-06-13 | 153.19 | 7.236 | 1108.5 | 29.42
2023-06-14 | 153.87 | 7.236 | 1113.5 | 29.55
2023-06-15 | 152.73 | 7.236 | 1105.2 | 29.33
2023-06-16 | 153.8 | 7.236 | 1112.9 | 29.53
2023-06-17 | 147.28 | 7.236 | 1065.7 | 28.28
2023-06-18 | 140.76 | 7.236 | 1018.6 | 27.03
2023-06-19 | 152.91 | 7.236 | 1106.5 | 29.36
2023-06-20 | 155.55 | 7.236 | 1125.6 | 29.87
2023-06-21 | 156.85 | 7.236 | 1135 | 30.12
2023-06-22 | 157.72 | 7.236 | 1141.3 | 30.29
2023-06-23 | 157.6 | 7.236 | 1140.5 | 30.27
2023-06-24 | 146.43 | 7.236 | 1059.6 | 28.12
2023-06-25 | 139.84 | 7.236 | 1011.9 | 26.85
2023-06-26 | 153.17 | 7.236 | 1108.4 | 29.42
2023-06-27 | 153.75 | 7.236 | 1112.6 | 29.53
2023-06-28 | 152.45 | 7.236 | 1103.1 | 29.27
2023-06-29 | 141.94 | 7.236 | 1027.2 | 27.26
2023-06-30 | 152.56 | 7.236 | 1104 | 29.3
2023-07-01 | 140.82 | 7.236 | 1019 | 27.04
2023-07-02 | 138.65 | 7.236 | 1003.3 | 26.63
2023-07-03 | 153.43 | 7.236 | 1110.2 | 29.46
2023-07-04 | 153.54 | 7.236 | 1111 | 29.48
2023-07-05 | 155 | 7.236 | 1121.7 | 29.77
2023-07-06 | 152.01 | 7.236 | 1100 | 29.19
2023-07-07 | 151.29 | 7.236 | 1094.7 | 29.05
2023-07-08 | 143.95 | 7.236 | 1041.7 | 27.65
2023-07-09 | 141.24 | 7.236 | 1022.1 | 27.12
2023-07-10 | 150.64 | 7.236 | 1090.1 | 28.93
2023-07-11 | 150.05 | 7.236 | 1085.8 | 28.82
2023-07-12 | 147.67 | 7.236 | 1068.6 | 28.36
2023-07-13 | 148.76 | 7.236 | 1076.5 | 28.57
2023-07-14 | 148.46 | 7.236 | 1074.3 | 28.51
2023-07-15 | 139.14 | 7.236 | 1006.9 | 26.72
2023-07-16 | 137.17 | 7.236 | 992.6 | 26.34
2023-07-17 | 150.24 | 7.236 | 1087.2 | 28.85
2023-07-18 | 149.87 | 7.236 | 1084.5 | 28.78
2023-07-19 | 149.08 | 7.236 | 1078.8 | 28.63
2023-07-20 | 149.84 | 7.236 | 1084.3 | 28.78
2023-07-21 | 150.35 | 7.236 | 1088 | 28.87
2023-07-22 | 144.13 | 7.236 | 1043 | 27.68
2023-07-23 | 140.85 | 7.236 | 1019.2 | 27.05
2023-07-24 | 150.2 | 7.236 | 1086.9 | 28.84
2023-07-25 | 153.68 | 7.236 | 1112.1 | 29.51
2023-07-26 | 156.44 | 7.236 | 1132.1 | 30.04
2023-07-27 | 156.64 | 7.236 | 1133.5 | 30.08
2023-07-28 | 156.38 | 7.236 | 1131.6 | 30.03
2023-07-29 | 146.24 | 7.236 | 1058.3 | 28.09
2023-07-30 | 140.75 | 7.236 | 1018.5 | 27.03
2023-07-31 | 152.6 | 7.236 | 1104.3 | 29.31
2023-08-01 | 154.91 | 7.236 | 1120.9 | 29.75
2023-08-02 | 156.56 | 7.236 | 1132.9 | 30.07
2023-08-03 | 154.76 | 7.236 | 1119.9 | 29.72
2023-08-04 | 151.93 | 7.236 | 1099.4 | 29.18
2023-08-05 | 145.02 | 7.236 | 1049.4 | 27.85
2023-08-06 | 140.39 | 7.236 | 1015.9 | 26.96
2023-08-07 | 154.18 | 7.236 | 1115.7 | 29.61
2023-08-08 | 153.69 | 7.236 | 1112.1 | 29.51
2023-08-09 | 141.09 | 7.236 | 1021 | 27.1
2023-08-10 | 152.63 | 7.236 | 1104.5 | 29.31
2023-08-11 | 152.16 | 7.236 | 1101 | 29.22
2023-08-12 | 143.57 | 7.236 | 1038.9 | 27.57
2023-08-13 | 139.61 | 7.236 | 1010.2 | 26.81
2023-08-14 | 150.15 | 7.236 | 1086.5 | 28.83
2023-08-15 | 148.75 | 7.236 | 1076.4 | 28.57
2023-08-16 | 150.29 | 7.236 | 1087.6 | 28.86
2023-08-17 | 151.05 | 7.236 | 1093 | 29.01
2023-08-18 | 149.83 | 7.236 | 1084.2 | 28.77
2023-08-19 | 140.98 | 7.236 | 1020.2 | 27.07
2023-08-20 | 136.54 | 7.236 | 988.1 | 26.22
2023-08-21 | 148.02 | 7.236 | 1071.1 | 28.43
2023-08-22 | 148.65 | 7.236 | 1075.7 | 28.55
2023-08-23 | 150.39 | 7.236 | 1088.2 | 28.88
2023-08-24 | 152.48 | 7.236 | 1103.4 | 29.28
2023-08-25 | 151.85 | 7.236 | 1098.9 | 29.16
2023-08-26 | 142.54 | 7.236 | 1031.5 | 27.37
2023-08-27 | 137.39 | 7.236 | 994.2 | 26.38
2023-08-28 | 151.79 | 7.236 | 1098.4 | 29.15
2023-08-29 | 152.1 | 7.236 | 1100.6 | 29.21
2023-08-30 | 149.52 | 7.236 | 1082 | 28.71
2023-08-31 | 151.14 | 7.236 | 1093.7 | 29.03
2023-09-01 | 139.76 | 7.236 | 1011.3 | 26.84
2023-09-02 | 140.78 | 7.236 | 1018.7 | 27.03
2023-09-03 | 139.22 | 7.236 | 1007.4 | 26.73
2023-09-04 | 151.06 | 7.236 | 1093.1 | 29.01
2023-09-05 | 153.17 | 7.236 | 1108.4 | 29.42
2023-09-06 | 152.75 | 7.236 | 1105.3 | 29.33
2023-09-07 | 148.95 | 7.236 | 1077.8 | 28.6
2023-09-08 | 151.17 | 7.236 | 1093.9 | 29.03
2023-09-09 | 143.51 | 7.236 | 1038.5 | 27.56
2023-09-10 | 137.27 | 7.236 | 993.3 | 26.36
2023-09-11 | 149.96 | 7.236 | 1085.2 | 28.8
2023-09-12 | 152.47 | 7.236 | 1103.3 | 29.28
2023-09-13 | 153.52 | 7.236 | 1110.9 | 29.48
2023-09-14 | 152.92 | 7.236 | 1106.6 | 29.37
2023-09-15 | 152.56 | 7.236 | 1104 | 29.3
2023-09-16 | 145.03 | 7.236 | 1049.5 | 27.85
2023-09-17 | 140.8 | 7.236 | 1018.9 | 27.04
2023-09-18 | 152.43 | 7.236 | 1103 | 29.27
2023-09-19 | 153.41 | 7.236 | 1110.1 | 29.46
2023-09-20 | 151.9 | 7.236 | 1099.2 | 29.17
2023-09-21 | 149.42 | 7.236 | 1081.3 | 28.7
2023-09-22 | 149.76 | 7.236 | 1083.7 | 28.76
2023-09-23 | 140.74 | 7.236 | 1018.5 | 27.03
2023-09-24 | 137.36 | 7.236 | 994 | 26.38
2023-09-25 | 147.67 | 7.236 | 1068.6 | 28.36
2023-09-26 | 150.26 | 7.236 | 1087.3 | 28.86
2023-09-27 | 150.73 | 7.236 | 1090.7 | 28.95
2023-09-28 | 151.19 | 7.236 | 1094.1 | 29.04
2023-09-29 | 151.61 | 7.236 | 1097.1 | 29.12
2023-09-30 | 141.98 | 7.236 | 1027.4 | 27.27
2023-10-01 | 135.92 | 7.236 | 983.5 | 26.1
2023-10-02 | 150.65 | 7.236 | 1090.1 | 28.93
2023-10-03 | 151.37 | 7.236 | 1095.4 | 29.07
2023-10-04 | 150.59 | 7.236 | 1089.7 | 28.92
2023-10-05 | 152.62 | 7.236 | 1104.4 | 29.31
2023-10-06 | 154.73 | 7.236 | 1119.7 | 29.72
2023-10-07 | 146.86 | 7.236 | 1062.7 | 28.2
2023-10-08 | 142 | 7.236 | 1027.6 | 27.27
2023-10-09 | 154.67 | 7.236 | 1119.2 | 29.7
2023-10-10 | 155.04 | 7.236 | 1121.9 | 29.77
2023-10-11 | 155.11 | 7.236 | 1122.4 | 29.79
2023-10-12 | 154.86 | 7.236 | 1120.6 | 29.74
2023-10-13 | 155.16 | 7.236 | 1122.8 | 29.8
2023-10-14 | 146.38 | 7.236 | 1059.3 | 28.11
2023-10-15 | 141.84 | 7.236 | 1026.4 | 27.24
2023-10-16 | 154.48 | 7.236 | 1117.8 | 29.66
2023-10-17 | 155.16 | 7.236 | 1122.8 | 29.8
2023-10-18 | 154.84 | 7.236 | 1120.5 | 29.74
2023-10-19 | 151.28 | 7.236 | 1094.7 | 29.05
2023-10-20 | 151.88 | 7.236 | 1099 | 29.17
2023-10-21 | 141.72 | 7.236 | 1025.5 | 27.22
2023-10-22 | 137.07 | 7.236 | 991.8 | 26.32
2023-10-23 | 149.31 | 7.236 | 1080.5 | 28.67
2023-10-24 | 149.1 | 7.236 | 1078.9 | 28.63
2023-10-25 | 149.05 | 7.236 | 1078.6 | 28.62
2023-10-26 | 149.45 | 7.236 | 1081.5 | 28.7
2023-10-27 | 151.24 | 7.236 | 1094.5 | 29.05
2023-10-28 | 142.99 | 7.236 | 1034.7 | 27.46
2023-10-29 | 138.56 | 7.236 | 1002.6 | 26.61
2023-10-30 | 151.18 | 7.236 | 1094 | 29.03
2023-10-31 | 151.59 | 7.236 | 1096.9 | 29.11
2023-11-01 | 151.68 | 7.236 | 1097.6 | 29.13
2023-11-02 | 151.4 | 7.236 | 1095.5 | 29.07
2023-11-03 | 152.14 | 7.236 | 1100.9 | 29.22
2023-11-04 | 145.46 | 7.236 | 1052.6 | 27.93
2023-11-05 | 140.65 | 7.236 | 1017.8 | 27.01
2023-11-06 | 152.68 | 7.236 | 1104.8 | 29.32
2023-11-07 | 152.09 | 7.236 | 1100.6 | 29.21
2023-11-08 | 151.3 | 7.236 | 1094.9 | 29.06
2023-11-09 | 151.06 | 7.236 | 1093.1 | 29.01
2023-11-10 | 150.25 | 7.236 | 1087.2 | 28.85
2023-11-11 | 139.73 | 7.236 | 1011.1 | 26.83
2023-11-12 | 135.31 | 7.236 | 979.2 | 25.99
2023-11-13 | 137.08 | 7.236 | 992 | 26.33
2023-11-14 | 149.54 | 7.236 | 1082.1 | 28.72
2023-11-15 | 148.45 | 7.236 | 1074.2 | 28.51
2023-11-16 | 148.69 | 7.236 | 1075.9 | 28.55
2023-11-17 | 147.79 | 7.236 | 1069.4 | 28.38
2023-11-18 | 139.87 | 7.236 | 1012.1 | 26.86
2023-11-19 | 137.3 | 7.236 | 993.5 | 26.37
2023-11-20 | 148.78 | 7.236 | 1076.6 | 28.57
2023-11-21 | 150.06 | 7.236 | 1085.9 | 28.82
2023-11-22 | 148.02 | 7.236 | 1071.1 | 28.43
2023-11-23 | 148.37 | 7.236 | 1073.6 | 28.49
2023-11-24 | 146.88 | 7.236 | 1062.8 | 28.21
2023-11-25 | 139.38 | 7.236 | 1008.6 | 26.77
2023-11-26 | 133.64 | 7.236 | 967 | 25.66
2023-11-27 | 144.66 | 7.236 | 1046.8 | 27.78
2023-11-28 | 146.69 | 7.236 | 1061.5 | 28.17
2023-11-29 | 146.91 | 7.236 | 1063.1 | 28.21
2023-11-30 | 147.2 | 7.236 | 1065.2 | 28.27
2023-12-01 | 143.59 | 7.236 | 1039 | 27.57
2023-12-02 | 136.66 | 7.236 | 988.9 | 26.24
2023-12-03 | 132.84 | 7.236 | 961.2 | 25.51
2023-12-04 | 142.18 | 7.236 | 1028.9 | 27.31
2023-12-05 | 144.02 | 7.236 | 1042.2 | 27.66
2023-12-06 | 144.89 | 7.236 | 1048.5 | 27.83
2023-12-07 | 144.02 | 7.236 | 1042.2 | 27.66
2023-12-08 | 145.16 | 7.236 | 1050.4 | 27.88
2023-12-09 | 139.51 | 7.236 | 1009.5 | 26.79
2023-12-10 | 135.26 | 7.236 | 978.8 | 25.98
2023-12-11 | 147.03 | 7.236 | 1063.9 | 28.23
2023-12-12 | 146.88 | 7.236 | 1062.9 | 28.21
2023-12-13 | 145.54 | 7.236 | 1053.1 | 27.95
2023-12-14 | 146.16 | 7.236 | 1057.7 | 28.07
2023-12-15 | 145.59 | 7.236 | 1053.6 | 27.96
2023-12-16 | 138.71 | 7.236 | 1003.7 | 26.64
2023-12-17 | 134.03 | 7.236 | 969.9 | 25.74
2023-12-18 | 145.86 | 7.236 | 1055.5 | 28.01
2023-12-19 | 146.04 | 7.236 | 1056.8 | 28.05
2023-12-20 | 145.12 | 7.236 | 1050.1 | 27.87
2023-12-21 | 145.05 | 7.236 | 1049.6 | 27.85
2023-12-22 | 143.12 | 7.236 | 1035.7 | 27.49
2023-12-23 | 136.49 | 7.236 | 987.7 | 26.21
2023-12-24 | 131.53 | 7.236 | 951.8 | 25.26
2023-12-25 | 133.44 | 7.236 | 965.6 | 25.63
2023-12-26 | 141.87 | 7.236 | 1026.6 | 27.24
2023-12-27 | 143.66 | 7.236 | 1039.6 | 27.59
2023-12-28 | 143.34 | 7.236 | 1037.2 | 27.53
2023-12-29 | 142.32 | 7.236 | 1029.9 | 27.33
2023-12-30 | 137.43 | 7.236 | 994.5 | 26.39
2023-12-31 | 132.21 | 7.236 | 956.7 | 25.39
2024-01-01 | 131.12 | 7.162 | 939 | 24.92
2024-01-02 | 142.21 | 7.162 | 1018.5 | 27.03
2024-01-03 | 145.79 | 7.162 | 1044.1 | 27.71
2024-01-04 | 145.46 | 7.162 | 1041.7 | 27.65
2024-01-05 | 144.18 | 7.162 | 1032.6 | 27.4
2024-01-06 | 138.45 | 7.162 | 991.5 | 26.31
2024-01-07 | 135 | 7.162 | 966.9 | 25.66
2024-01-08 | 144.44 | 7.162 | 1034.5 | 27.45
2024-01-09 | 145.82 | 7.162 | 1044.3 | 27.71
2024-01-10 | 146.58 | 7.162 | 1049.8 | 27.86
2024-01-11 | 147.72 | 7.162 | 1058 | 28.08
2024-01-12 | 146.07 | 7.162 | 1046.1 | 27.76
2024-01-13 | 137.88 | 7.162 | 987.5 | 26.21
2024-01-14 | 134.64 | 7.162 | 964.3 | 25.59
2024-01-15 | 149.18 | 7.162 | 1068.4 | 28.35
2024-01-16 | 148.43 | 7.162 | 1063 | 28.21
2024-01-17 | 148.99 | 7.162 | 1067 | 28.32
2024-01-18 | 148.89 | 7.162 | 1066.3 | 28.3
2024-01-19 | 147.48 | 7.162 | 1056.2 | 28.03
2024-01-20 | 136.87 | 7.162 | 980.3 | 26.02
2024-01-21 | 130.49 | 7.162 | 934.6 | 24.8
2024-01-22 | 146.43 | 7.162 | 1048.7 | 27.83
2024-01-23 | 149 | 7.162 | 1067.1 | 28.32
2024-01-24 | 149.62 | 7.162 | 1071.5 | 28.44
2024-01-25 | 148.37 | 7.162 | 1062.6 | 28.2
2024-01-26 | 147.91 | 7.162 | 1059.3 | 28.11
2024-01-27 | 139.75 | 7.162 | 1000.9 | 26.56
2024-01-28 | 136.41 | 7.162 | 976.9 | 25.93
2024-01-29 | 147.5 | 7.162 | 1056.4 | 28.04
2024-01-30 | 147.69 | 7.162 | 1057.7 | 28.07
2024-01-31 | 148.03 | 7.162 | 1060.1 | 28.13
2024-02-01 | 148.84 | 7.162 | 1066 | 28.29
2024-02-02 | 149.15 | 7.162 | 1068.2 | 28.35
2024-02-03 | 140.41 | 7.162 | 1005.6 | 26.69
2024-02-04 | 136.43 | 7.162 | 977 | 25.93
2024-02-05 | 149.01 | 7.162 | 1067.1 | 28.32
2024-02-06 | 150.39 | 7.162 | 1077.1 | 28.58
2024-02-07 | 150.44 | 7.162 | 1077.4 | 28.59
2024-02-08 | 149.01 | 7.162 | 1067.2 | 28.32
2024-02-09 | 140.8 | 7.162 | 1008.4 | 26.76
2024-02-10 | 126.44 | 7.162 | 905.6 | 24.03
2024-02-11 | 127.2 | 7.162 | 911 | 24.18
2024-02-12 | 131.41 | 7.162 | 941.1 | 24.98
2024-02-13 | 140.83 | 7.162 | 1008.6 | 26.77
2024-02-14 | 144.58 | 7.162 | 1035.5 | 27.48
2024-02-15 | 146.18 | 7.162 | 1046.9 | 27.78
2024-02-16 | 145.86 | 7.162 | 1044.6 | 27.72
2024-02-17 | 138.69 | 7.162 | 993.3 | 26.36
2024-02-18 | 136.71 | 7.162 | 979.1 | 25.98
2024-02-19 | 151.1 | 7.162 | 1082.1 | 28.72
2024-02-20 | 152.43 | 7.162 | 1091.6 | 28.97
2024-02-21 | 153.99 | 7.162 | 1102.8 | 29.27
2024-02-22 | 153.11 | 7.162 | 1096.5 | 29.1
2024-02-23 | 153.51 | 7.162 | 1099.4 | 29.18
2024-02-24 | 145.03 | 7.162 | 1038.7 | 27.57
2024-02-25 | 139.31 | 7.162 | 997.7 | 26.48
2024-02-26 | 154.19 | 7.162 | 1104.2 | 29.3
2024-02-27 | 154.38 | 7.162 | 1105.6 | 29.34
2024-02-28 | 152.77 | 7.162 | 1094.1 | 29.04
2024-02-29 | 153.26 | 7.162 | 1097.6 | 29.13
2024-03-01 | 155.28 | 7.162 | 1112.1 | 29.51
2024-03-02 | 145.54 | 7.162 | 1042.3 | 27.66
2024-03-03 | 140.61 | 7.162 | 1007 | 26.72
2024-03-04 | 152.86 | 7.162 | 1094.8 | 29.05
2024-03-05 | 150.82 | 7.162 | 1080.1 | 28.66
2024-03-06 | 150.82 | 7.162 | 1080.1 | 28.66
2024-03-07 | 152.68 | 7.162 | 1093.4 | 29.02
2024-03-08 | 151.8 | 7.162 | 1087.1 | 28.85
2024-03-09 | 142.23 | 7.162 | 1018.6 | 27.03
2024-03-10 | 139.81 | 7.162 | 1001.3 | 26.57
2024-03-11 | 149.54 | 7.162 | 1070.9 | 28.42
2024-03-12 | 152.31 | 7.162 | 1090.8 | 28.95
2024-03-13 | 151.15 | 7.162 | 1082.5 | 28.73
2024-03-14 | 152.94 | 7.162 | 1095.3 | 29.07
2024-03-15 | 152.11 | 7.162 | 1089.4 | 28.91
2024-03-16 | 143.95 | 7.162 | 1030.9 | 27.36
2024-03-17 | 141.12 | 7.162 | 1010.7 | 26.82
2024-03-18 | 152.46 | 7.162 | 1091.9 | 28.98
2024-03-19 | 154.68 | 7.162 | 1107.8 | 29.4
2024-03-20 | 154.48 | 7.162 | 1106.3 | 29.36
2024-03-21 | 155.1 | 7.162 | 1110.8 | 29.48
2024-03-22 | 152.65 | 7.162 | 1093.2 | 29.01
2024-03-23 | 144.44 | 7.162 | 1034.4 | 27.45
2024-03-24 | 142.44 | 7.162 | 1020.1 | 27.07
2024-03-25 | 155.5 | 7.162 | 1113.6 | 29.55
2024-03-26 | 156.77 | 7.162 | 1122.7 | 29.79
2024-03-27 | 156.73 | 7.162 | 1122.5 | 29.79
2024-03-28 | 157.64 | 7.162 | 1129 | 29.96
2024-03-29 | 143.82 | 7.162 | 1030 | 27.33
2024-03-30 | 147.26 | 7.162 | 1054.6 | 27.99
2024-03-31 | 144.7 | 7.162 | 1036.3 | 27.5
2024-04-01 | 157.82 | 7.162 | 1130.3 | 30
2024-04-02 | 157.66 | 7.162 | 1129.1 | 29.96
2024-04-03 | 159.24 | 7.162 | 1140.4 | 30.26
2024-04-04 | 157.14 | 7.162 | 1125.4 | 29.87
2024-04-05 | 155.07 | 7.162 | 1110.6 | 29.47
2024-04-06 | 147.2 | 7.162 | 1054.2 | 27.98
2024-04-07 | 144.91 | 7.162 | 1037.8 | 27.54
2024-04-08 | 157.4 | 7.162 | 1127.3 | 29.92
2024-04-09 | 156.86 | 7.162 | 1123.4 | 29.81
2024-04-10 | 146.95 | 7.162 | 1052.4 | 27.93
2024-04-11 | 154.85 | 7.162 | 1109 | 29.43
2024-04-12 | 152.49 | 7.162 | 1092.1 | 28.98
2024-04-13 | 142.78 | 7.162 | 1022.5 | 27.14
2024-04-14 | 141.99 | 7.162 | 1016.9 | 26.99
2024-04-15 | 154.83 | 7.162 | 1108.9 | 29.43
2024-04-16 | 156.21 | 7.162 | 1118.7 | 29.69
2024-04-17 | 153.08 | 7.162 | 1096.4 | 29.1
2024-04-18 | 154.32 | 7.162 | 1105.2 | 29.33
2024-04-19 | 156.46 | 7.162 | 1120.5 | 29.74
2024-04-20 | 147.65 | 7.162 | 1057.4 | 28.06
2024-04-21 | 143.17 | 7.162 | 1025.4 | 27.21
2024-04-22 | 157.22 | 7.162 | 1126 | 29.88
2024-04-23 | 158.49 | 7.162 | 1135.1 | 30.12
2024-04-24 | 159.09 | 7.162 | 1139.3 | 30.24
2024-04-25 | 159.65 | 7.162 | 1143.4 | 30.34
2024-04-26 | 161.04 | 7.162 | 1153.3 | 30.61
2024-04-27 | 151.88 | 7.162 | 1087.7 | 28.87
2024-04-28 | 147.6 | 7.162 | 1057.1 | 28.05
2024-04-29 | 159.76 | 7.162 | 1144.1 | 30.36
2024-04-30 | 162.25 | 7.162 | 1162 | 30.84
2024-05-01 | 149.77 | 7.162 | 1072.6 | 28.47
2024-05-02 | 160.09 | 7.162 | 1146.5 | 30.43
2024-05-03 | 160 | 7.162 | 1145.9 | 30.41
2024-05-04 | 147.28 | 7.162 | 1054.7 | 27.99
2024-05-05 | 140.51 | 7.162 | 1006.3 | 26.71
2024-05-06 | 157.91 | 7.162 | 1130.9 | 30.01
2024-05-07 | 157.6 | 7.162 | 1128.7 | 29.95
2024-05-08 | 154.61 | 7.162 | 1107.3 | 29.39
2024-05-09 | 155.01 | 7.162 | 1110.2 | 29.46
2024-05-10 | 157.85 | 7.162 | 1130.5 | 30
2024-05-11 | 149.35 | 7.162 | 1069.6 | 28.39
2024-05-12 | 146.45 | 7.162 | 1048.9 | 27.84
2024-05-13 | 157.1 | 7.162 | 1125.1 | 29.86
2024-05-14 | 155.36 | 7.162 | 1112.7 | 29.53
2024-05-15 | 158.36 | 7.162 | 1134.1 | 30.1
2024-05-16 | 156.21 | 7.162 | 1118.8 | 29.69
2024-05-17 | 154.16 | 7.162 | 1104 | 29.3
2024-05-18 | 147.51 | 7.162 | 1056.5 | 28.04
2024-05-19 | 144.04 | 7.162 | 1031.6 | 27.38
2024-05-20 | 154.91 | 7.162 | 1109.4 | 29.44
2024-05-21 | 157.01 | 7.162 | 1124.4 | 29.84
2024-05-22 | 146.61 | 7.162 | 1050 | 27.87
2024-05-23 | 155.36 | 7.162 | 1112.7 | 29.53
2024-05-24 | 153.97 | 7.162 | 1102.7 | 29.26
2024-05-25 | 145.25 | 7.162 | 1040.2 | 27.61
2024-05-26 | 140.95 | 7.162 | 1009.4 | 26.79
2024-05-27 | 156.13 | 7.162 | 1118.2 | 29.68
2024-05-28 | 158.41 | 7.162 | 1134.5 | 30.11
2024-05-29 | 159.22 | 7.162 | 1140.3 | 30.26
2024-05-30 | 159.6 | 7.162 | 1143 | 30.33
2024-05-31 | 159.24 | 7.162 | 1140.4 | 30.26
2024-06-01 | 146.82 | 7.162 | 1051.5 | 27.91
2024-06-02 | 141.12 | 7.162 | 1010.6 | 26.82
2024-06-03 | 151.43 | 7.162 | 1084.5 | 28.78
2024-06-04 | 154.51 | 7.162 | 1106.6 | 29.37
2024-06-05 | 155.05 | 7.162 | 1110.4 | 29.47
2024-06-06 | 156.66 | 7.162 | 1122 | 29.78
2024-06-07 | 153.73 | 7.162 | 1101 | 29.22
2024-06-08 | 145.52 | 7.162 | 1042.2 | 27.66
2024-06-09 | 141.5 | 7.162 | 1013.4 | 26.89
2024-06-10 | 154.91 | 7.162 | 1109.4 | 29.44
2024-06-11 | 154.4 | 7.162 | 1105.7 | 29.34
2024-06-12 | 154.83 | 7.162 | 1108.8 | 29.43
2024-06-13 | 153.9 | 7.162 | 1102.2 | 29.25
2024-06-14 | 154.64 | 7.162 | 1107.5 | 29.39
2024-06-15 | 145.33 | 7.162 | 1040.8 | 27.62
2024-06-16 | 138.6 | 7.162 | 992.6 | 26.34
2024-06-17 | 139.96 | 7.162 | 1002.3 | 26.6
2024-06-18 | 153.92 | 7.162 | 1102.4 | 29.26
2024-06-19 | 155.16 | 7.162 | 1111.2 | 29.49
2024-06-20 | 154.53 | 7.162 | 1106.7 | 29.37
2024-06-21 | 152.76 | 7.162 | 1094 | 29.03
2024-06-22 | 143.42 | 7.162 | 1027.2 | 27.26
2024-06-23 | 139.13 | 7.162 | 996.4 | 26.44
2024-06-24 | 154.43 | 7.162 | 1106 | 29.35
2024-06-25 | 156.88 | 7.162 | 1123.5 | 29.82
2024-06-26 | 154.92 | 7.162 | 1109.5 | 29.44
2024-06-27 | 155.56 | 7.162 | 1114.1 | 29.57
2024-06-28 | 155.24 | 7.162 | 1111.8 | 29.51
2024-06-29 | 145.15 | 7.162 | 1039.6 | 27.59
2024-06-30 | 141.29 | 7.162 | 1011.9 | 26.85
2024-07-01 | 150.16 | 7.162 | 1075.4 | 28.54
2024-07-02 | 153.15 | 7.162 | 1096.9 | 29.11
2024-07-03 | 155.21 | 7.162 | 1111.6 | 29.5
2024-07-04 | 153.87 | 7.162 | 1102 | 29.25
2024-07-05 | 154.42 | 7.162 | 1105.9 | 29.35
2024-07-06 | 145.31 | 7.162 | 1040.7 | 27.62
2024-07-07 | 141.01 | 7.162 | 1009.9 | 26.8
2024-07-08 | 153.03 | 7.162 | 1096 | 29.09
2024-07-09 | 151.31 | 7.162 | 1083.7 | 28.76
2024-07-10 | 152.31 | 7.162 | 1090.8 | 28.95
2024-07-11 | 152.99 | 7.162 | 1095.7 | 29.08
2024-07-12 | 154.61 | 7.162 | 1107.3 | 29.39
2024-07-13 | 144.33 | 7.162 | 1033.7 | 27.43
2024-07-14 | 142.38 | 7.162 | 1019.7 | 27.06
2024-07-15 | 154.4 | 7.162 | 1105.7 | 29.34
2024-07-16 | 157.05 | 7.162 | 1124.7 | 29.85
2024-07-17 | 158.68 | 7.162 | 1136.5 | 30.16
2024-07-18 | 158.27 | 7.162 | 1133.5 | 30.08
2024-07-19 | 158.22 | 7.162 | 1133.1 | 30.07
2024-07-20 | 149.91 | 7.162 | 1073.6 | 28.49
2024-07-21 | 147.32 | 7.162 | 1055 | 28
2024-07-22 | 161.21 | 7.162 | 1154.5 | 30.64
2024-07-23 | 161.83 | 7.162 | 1159 | 30.76
2024-07-24 | 160.82 | 7.162 | 1151.8 | 30.57
2024-07-25 | 159.22 | 7.162 | 1140.3 | 30.26
2024-07-26 | 159.47 | 7.162 | 1142.1 | 30.31
2024-07-27 | 149.94 | 7.162 | 1073.8 | 28.5
2024-07-28 | 147.15 | 7.162 | 1053.9 | 27.97
2024-07-29 | 161.07 | 7.162 | 1153.5 | 30.61
2024-07-30 | 160.93 | 7.162 | 1152.5 | 30.59
2024-07-31 | 159.71 | 7.162 | 1143.8 | 30.35
2024-08-01 | 156.12 | 7.162 | 1118.1 | 29.67
2024-08-02 | 158.09 | 7.162 | 1132.2 | 30.05
2024-08-03 | 148.2 | 7.162 | 1061.4 | 28.17
2024-08-04 | 144.84 | 7.162 | 1037.3 | 27.53
2024-08-05 | 153.8 | 7.162 | 1101.5 | 29.23
2024-08-06 | 154.24 | 7.162 | 1104.7 | 29.32
2024-08-07 | 155.83 | 7.162 | 1116 | 29.62
2024-08-08 | 155.74 | 7.162 | 1115.3 | 29.6
2024-08-09 | 145.08 | 7.162 | 1039 | 27.57
2024-08-10 | 144.4 | 7.162 | 1034.2 | 27.45
2024-08-11 | 140.12 | 7.162 | 1003.5 | 26.63
2024-08-12 | 153.43 | 7.162 | 1098.9 | 29.16
2024-08-13 | 155.71 | 7.162 | 1115.2 | 29.6
2024-08-14 | 156.21 | 7.162 | 1118.7 | 29.69
2024-08-15 | 153.38 | 7.162 | 1098.5 | 29.15
2024-08-16 | 154.46 | 7.162 | 1106.2 | 29.36
2024-08-17 | 147.19 | 7.162 | 1054.1 | 27.97
2024-08-18 | 143.65 | 7.162 | 1028.8 | 27.3
2024-08-19 | 155.64 | 7.162 | 1114.6 | 29.58
2024-08-20 | 156.77 | 7.162 | 1122.8 | 29.8
2024-08-21 | 153.62 | 7.162 | 1100.2 | 29.2
2024-08-22 | 153.89 | 7.162 | 1102.2 | 29.25
2024-08-23 | 157.54 | 7.162 | 1128.3 | 29.94
2024-08-24 | 146.14 | 7.162 | 1046.6 | 27.78
2024-08-25 | 142.06 | 7.162 | 1017.4 | 27
2024-08-26 | 153.51 | 7.162 | 1099.4 | 29.18
2024-08-27 | 156.94 | 7.162 | 1124 | 29.83
2024-08-28 | 153.32 | 7.162 | 1098 | 29.14
2024-08-29 | 153.88 | 7.162 | 1102.1 | 29.25
2024-08-30 | 154.92 | 7.162 | 1109.5 | 29.44
2024-08-31 | 148.21 | 7.162 | 1061.4 | 28.17
2024-09-01 | 145.43 | 7.162 | 1041.5 | 27.64
2024-09-02 | 159.9 | 7.162 | 1145.1 | 30.39
2024-09-03 | 162.05 | 7.162 | 1160.6 | 30.8
2024-09-04 | 157.44 | 7.162 | 1127.6 | 29.92
2024-09-05 | 153.37 | 7.162 | 1098.4 | 29.15
2024-09-06 | 156.2 | 7.162 | 1118.6 | 29.69
2024-09-07 | 148.44 | 7.162 | 1063.1 | 28.21
2024-09-08 | 144.89 | 7.162 | 1037.7 | 27.54
2024-09-09 | 155.3 | 7.162 | 1112.2 | 29.52
2024-09-10 | 154.6 | 7.162 | 1107.2 | 29.38
2024-09-11 | 154.72 | 7.162 | 1108.1 | 29.41
2024-09-12 | 152.09 | 7.162 | 1089.3 | 28.91
2024-09-13 | 154.44 | 7.162 | 1106.1 | 29.35
2024-09-14 | 146.34 | 7.162 | 1048.1 | 27.81
2024-09-15 | 142.96 | 7.162 | 1023.8 | 27.17
2024-09-16 | 154.06 | 7.162 | 1103.3 | 29.28
2024-09-17 | 155.54 | 7.162 | 1114 | 29.56
2024-09-18 | 152.55 | 7.162 | 1092.5 | 28.99
2024-09-19 | 156.33 | 7.162 | 1119.6 | 29.71
2024-09-20 | 157.91 | 7.162 | 1130.9 | 30.01
2024-09-21 | 148.81 | 7.162 | 1065.7 | 28.28
2024-09-22 | 144.76 | 7.162 | 1036.8 | 27.52
2024-09-23 | 160.25 | 7.162 | 1147.7 | 30.46
2024-09-24 | 157.52 | 7.162 | 1128.1 | 29.94
2024-09-25 | 155.24 | 7.162 | 1111.8 | 29.51
2024-09-26 | 150.88 | 7.162 | 1080.6 | 28.68
2024-09-27 | 151.15 | 7.162 | 1082.5 | 28.73
2024-09-28 | 146.77 | 7.162 | 1051.2 | 27.9
2024-09-29 | 144.44 | 7.162 | 1034.4 | 27.45
2024-09-30 | 155.49 | 7.162 | 1113.6 | 29.55
2024-10-01 | 153.88 | 7.162 | 1102.1 | 29.25
2024-10-02 | 154.96 | 7.162 | 1109.8 | 29.45
2024-10-03 | 156.4 | 7.162 | 1120.1 | 29.73
2024-10-04 | 155.6 | 7.162 | 1114.4 | 29.57
2024-10-05 | 144.8 | 7.162 | 1037 | 27.52
2024-10-06 | 140.9 | 7.162 | 1009.1 | 26.78
2024-10-07 | 152.84 | 7.162 | 1094.6 | 29.05
2024-10-08 | 153.88 | 7.162 | 1102.1 | 29.25
2024-10-09 | 152.38 | 7.162 | 1091.3 | 28.96
2024-10-10 | 153.62 | 7.162 | 1100.2 | 29.2
2024-10-11 | 154.61 | 7.162 | 1107.3 | 29.39
2024-10-12 | 145.48 | 7.162 | 1041.9 | 27.65
2024-10-13 | 138.5 | 7.162 | 991.9 | 26.32
2024-10-14 | 150.11 | 7.162 | 1075 | 28.53
2024-10-15 | 148 | 7.162 | 1059.9 | 28.13
2024-10-16 | 150.35 | 7.162 | 1076.7 | 28.57
2024-10-17 | 152 | 7.162 | 1088.6 | 28.89
2024-10-18 | 149.96 | 7.162 | 1073.9 | 28.5
2024-10-19 | 143.35 | 7.162 | 1026.6 | 27.24
2024-10-20 | 137.79 | 7.162 | 986.8 | 26.19
2024-10-21 | 150.41 | 7.162 | 1077.2 | 28.59
2024-10-22 | 155.53 | 7.162 | 1113.9 | 29.56
2024-10-23 | 156.68 | 7.162 | 1122.1 | 29.78
2024-10-24 | 157.43 | 7.162 | 1127.5 | 29.92
2024-10-25 | 157.1 | 7.162 | 1125.1 | 29.86
2024-10-26 | 147.86 | 7.162 | 1058.9 | 28.1
2024-10-27 | 145.47 | 7.162 | 1041.8 | 27.65
2024-10-28 | 160.32 | 7.162 | 1148.1 | 30.47
2024-10-29 | 161.1 | 7.162 | 1153.7 | 30.62
2024-10-30 | 159.86 | 7.162 | 1144.9 | 30.38
2024-10-31 | 147.62 | 7.162 | 1057.3 | 28.06
2024-11-01 | 156.14 | 7.162 | 1118.3 | 29.68
2024-11-02 | 146.68 | 7.162 | 1050.5 | 27.88
2024-11-03 | 141.41 | 7.162 | 1012.8 | 26.88
2024-11-04 | 152.2 | 7.162 | 1090 | 28.93
2024-11-05 | 152.94 | 7.162 | 1095.3 | 29.07
2024-11-06 | 153.24 | 7.162 | 1097.5 | 29.13
2024-11-07 | 152.7 | 7.162 | 1093.6 | 29.02
2024-11-08 | 151.46 | 7.162 | 1084.7 | 28.79
2024-11-09 | 146.27 | 7.162 | 1047.6 | 27.8
2024-11-10 | 139.74 | 7.162 | 1000.8 | 26.56
2024-11-11 | 152.98 | 7.162 | 1095.6 | 29.08
2024-11-12 | 153.77 | 7.162 | 1101.2 | 29.22
2024-11-13 | 153.77 | 7.162 | 1101.3 | 29.23
2024-11-14 | 152.59 | 7.162 | 1092.8 | 29
2024-11-15 | 153.65 | 7.162 | 1100.4 | 29.2
2024-11-16 | 145.59 | 7.162 | 1042.7 | 27.67
2024-11-17 | 140.21 | 7.162 | 1004.1 | 26.65
2024-11-18 | 151.56 | 7.162 | 1085.5 | 28.81
2024-11-19 | 152.85 | 7.162 | 1094.7 | 29.05
2024-11-20 | 151.5 | 7.162 | 1085 | 28.79
2024-11-21 | 152.14 | 7.162 | 1089.6 | 28.92
2024-11-22 | 152.6 | 7.162 | 1092.9 | 29
2024-11-23 | 144.15 | 7.162 | 1032.4 | 27.4
2024-11-24 | 142.97 | 7.162 | 1023.9 | 27.17
2024-11-25 | 155.16 | 7.162 | 1111.2 | 29.49
2024-11-26 | 155.44 | 7.162 | 1113.2 | 29.54
2024-11-27 | 153.1 | 7.162 | 1096.4 | 29.1
2024-11-28 | 151.71 | 7.162 | 1086.5 | 28.83
2024-11-29 | 150.18 | 7.162 | 1075.5 | 28.54
2024-11-30 | 140.29 | 7.162 | 1004.7 | 26.66
2024-12-01 | 139.1 | 7.162 | 996.2 | 26.44
2024-12-02 | 151.79 | 7.162 | 1087.1 | 28.85
2024-12-03 | 151.5 | 7.162 | 1085 | 28.79
2024-12-04 | 151.19 | 7.162 | 1082.8 | 28.74
2024-12-05 | 150.54 | 7.162 | 1078.1 | 28.61
2024-12-06 | 152.51 | 7.162 | 1092.2 | 28.99
2024-12-07 | 145.65 | 7.162 | 1043.1 | 27.68
2024-12-08 | 144.17 | 7.162 | 1032.5 | 27.4
2024-12-09 | 153.72 | 7.162 | 1100.9 | 29.22
2024-12-10 | 151.32 | 7.162 | 1083.7 | 28.76
2024-12-11 | 151.68 | 7.162 | 1086.3 | 28.83
2024-12-12 | 153.93 | 7.162 | 1102.4 | 29.26
2024-12-13 | 151.8 | 7.162 | 1087.2 | 28.85
2024-12-14 | 141.78 | 7.162 | 1015.4 | 26.95
2024-12-15 | 140.93 | 7.162 | 1009.3 | 26.79
2024-12-16 | 153.03 | 7.162 | 1095.9 | 29.08
2024-12-17 | 152.38 | 7.162 | 1091.3 | 28.96
2024-12-18 | 151.91 | 7.162 | 1087.9 | 28.87
2024-12-19 | 148.36 | 7.162 | 1062.5 | 28.2
2024-12-20 | 149.16 | 7.162 | 1068.2 | 28.35
2024-12-21 | 140.25 | 7.162 | 1004.4 | 26.66
2024-12-22 | 136.14 | 7.162 | 975 | 25.87
2024-12-23 | 146.95 | 7.162 | 1052.4 | 27.93
2024-12-24 | 144.28 | 7.162 | 1033.3 | 27.42
2024-12-25 | 135.15 | 7.162 | 967.9 | 25.69
2024-12-26 | 145.11 | 7.162 | 1039.3 | 27.58
2024-12-27 | 145.76 | 7.162 | 1043.9 | 27.7
2024-12-28 | 139.08 | 7.162 | 996.1 | 26.43
2024-12-29 | 136.85 | 7.162 | 980.1 | 26.01
2024-12-30 | 144.82 | 7.162 | 1037.2 | 27.53
2024-12-31 | 142.28 | 7.162 | 1019 | 27.04
2025-01-01 | 135.16 | 7.174 | 969.6 | 25.73
2025-01-02 | 146.75 | 7.174 | 1052.7 | 27.94
2025-01-03 | 147.83 | 7.174 | 1060.5 | 28.14
2025-01-04 | 140.94 | 7.174 | 1011 | 26.83
2025-01-05 | 137.62 | 7.174 | 987.3 | 26.2
2025-01-06 | 149.37 | 7.174 | 1071.5 | 28.44
2025-01-07 | 149.48 | 7.174 | 1072.3 | 28.46
2025-01-08 | 150.5 | 7.174 | 1079.6 | 28.65
2025-01-09 | 149.82 | 7.174 | 1074.8 | 28.52
2025-01-10 | 152.34 | 7.174 | 1092.9 | 29
2025-01-11 | 139.73 | 7.174 | 1002.4 | 26.6
2025-01-12 | 135.88 | 7.174 | 974.7 | 25.87
2025-01-13 | 146.54 | 7.174 | 1051.3 | 27.9
2025-01-14 | 146.61 | 7.174 | 1051.8 | 27.91
2025-01-15 | 146.85 | 7.174 | 1053.5 | 27.96
2025-01-16 | 146.35 | 7.174 | 1049.9 | 27.86
2025-01-17 | 146.76 | 7.174 | 1052.8 | 27.94
2025-01-18 | 139.91 | 7.174 | 1003.7 | 26.64
2025-01-19 | 137.69 | 7.174 | 987.8 | 26.21
2025-01-20 | 145.62 | 7.174 | 1044.6 | 27.72
2025-01-21 | 147.72 | 7.174 | 1059.7 | 28.12
2025-01-22 | 146.87 | 7.174 | 1053.6 | 27.96
2025-01-23 | 146.81 | 7.174 | 1053.2 | 27.95
2025-01-24 | 148.24 | 7.174 | 1063.4 | 28.22
2025-01-25 | 137.24 | 7.174 | 984.6 | 26.13
2025-01-26 | 135.07 | 7.174 | 969 | 25.72
2025-01-27 | 143.13 | 7.174 | 1026.7 | 27.25
2025-01-28 | 135.32 | 7.174 | 970.7 | 25.76
2025-01-29 | 126.84 | 7.174 | 909.9 | 24.15
2025-01-30 | 124.78 | 7.174 | 895.1 | 23.75
2025-01-31 | 134.06 | 7.174 | 961.7 | 25.52
2025-02-01 | 131.43 | 7.174 | 942.9 | 25.02
2025-02-02 | 130.6 | 7.174 | 936.9 | 24.86
2025-02-03 | 142.55 | 7.174 | 1022.6 | 27.14
2025-02-04 | 145.84 | 7.174 | 1046.2 | 27.76
2025-02-05 | 146.78 | 7.174 | 1053 | 27.94
2025-02-06 | 143.24 | 7.174 | 1027.6 | 27.27
2025-02-07 | 145.78 | 7.174 | 1045.8 | 27.75
2025-02-08 | 138.63 | 7.174 | 994.5 | 26.39
2025-02-09 | 136.8 | 7.174 | 981.3 | 26.04
2025-02-10 | 147.47 | 7.174 | 1057.9 | 28.08
2025-02-11 | 148.35 | 7.174 | 1064.2 | 28.24
2025-02-12 | 149.5 | 7.174 | 1072.5 | 28.46
2025-02-13 | 151.4 | 7.174 | 1086.1 | 28.82
2025-02-14 | 152.57 | 7.174 | 1094.5 | 29.05
2025-02-15 | 145.96 | 7.174 | 1047 | 27.79
2025-02-16 | 140.56 | 7.174 | 1008.4 | 26.76
2025-02-17 | 152.88 | 7.174 | 1096.7 | 29.1
2025-02-18 | 154.3 | 7.174 | 1106.9 | 29.38
2025-02-19 | 151.66 | 7.174 | 1088 | 28.87
2025-02-20 | 151.44 | 7.174 | 1086.4 | 28.83
2025-02-21 | 146.28 | 7.174 | 1049.4 | 27.85
2025-02-22 | 142.75 | 7.174 | 1024.1 | 27.18
2025-02-23 | 141.18 | 7.174 | 1012.8 | 26.88
2025-02-24 | 145.22 | 7.174 | 1041.7 | 27.65
2025-02-25 | 148.95 | 7.174 | 1068.5 | 28.36
2025-02-26 | 149.28 | 7.174 | 1070.9 | 28.42
2025-02-27 | 148.63 | 7.174 | 1066.3 | 28.3
2025-02-28 | 146.65 | 7.174 | 1052 | 27.92
2025-03-01 | 140.83 | 7.174 | 1010.3 | 26.81
2025-03-02 | 141.2 | 7.174 | 1013 | 26.88
2025-03-03 | 151.79 | 7.174 | 1088.9 | 28.9
2025-03-04 | 153.07 | 7.174 | 1098.1 | 29.14
2025-03-05 | 155.7 | 7.174 | 1116.9 | 29.64
2025-03-06 | 152.29 | 7.174 | 1092.5 | 28.99
2025-03-07 | 151.37 | 7.174 | 1085.9 | 28.82
2025-03-08 | 146.74 | 7.174 | 1052.6 | 27.93
2025-03-09 | 144.87 | 7.174 | 1039.3 | 27.58
2025-03-10 | 151.33 | 7.174 | 1085.6 | 28.81
2025-03-11 | 152.45 | 7.174 | 1093.6 | 29.02
2025-03-12 | 152.58 | 7.174 | 1094.5 | 29.05
2025-03-13 | 153.53 | 7.174 | 1101.4 | 29.23
2025-03-14 | 153.35 | 7.174 | 1100.1 | 29.19
2025-03-15 | 145.88 | 7.174 | 1046.5 | 27.77
2025-03-16 | 139.74 | 7.174 | 1002.5 | 26.6
2025-03-17 | 149.87 | 7.174 | 1075.1 | 28.53
2025-03-18 | 151.46 | 7.174 | 1086.6 | 28.84
2025-03-19 | 151.97 | 7.174 | 1090.2 | 28.93
2025-03-20 | 147.49 | 7.174 | 1058 | 28.08
2025-03-21 | 144.53 | 7.174 | 1036.8 | 27.52
2025-03-22 | 138.91 | 7.174 | 996.5 | 26.45
2025-03-23 | 135.3 | 7.174 | 970.6 | 25.76
2025-03-24 | 148.54 | 7.174 | 1065.6 | 28.28
2025-03-25 | 150.43 | 7.174 | 1079.1 | 28.64
2025-03-26 | 149.98 | 7.174 | 1075.9 | 28.55
2025-03-27 | 151.61 | 7.174 | 1087.6 | 28.86
2025-03-28 | 150.44 | 7.174 | 1079.2 | 28.64
2025-03-29 | 142.38 | 7.174 | 1021.4 | 27.11
2025-03-30 | 137.48 | 7.174 | 986.2 | 26.17
2025-03-31 | 137.84 | 7.174 | 988.8 | 26.24
2025-04-01 | 147 | 7.174 | 1054.5 | 27.98
2025-04-02 | 147.79 | 7.174 | 1060.2 | 28.14
2025-04-03 | 148.07 | 7.174 | 1062.2 | 28.19
2025-04-04 | 151.91 | 7.174 | 1089.8 | 28.92
2025-04-05 | 140.48 | 7.174 | 1007.8 | 26.75
2025-04-06 | 140.23 | 7.174 | 1006 | 26.7
2025-04-07 | 153.54 | 7.174 | 1101.4 | 29.23
2025-04-08 | 154.55 | 7.174 | 1108.7 | 29.42
2025-04-09 | 152.94 | 7.174 | 1097.1 | 29.12
2025-04-10 | 150.41 | 7.174 | 1079 | 28.63
2025-04-11 | 152.66 | 7.174 | 1095.2 | 29.06
2025-04-12 | 143.32 | 7.174 | 1028.2 | 27.29
2025-04-13 | 140.42 | 7.174 | 1007.3 | 26.73
2025-04-14 | 148.25 | 7.174 | 1063.5 | 28.22
2025-04-15 | 150 | 7.174 | 1076.1 | 28.56
2025-04-16 | 151.25 | 7.174 | 1085 | 28.79
2025-04-17 | 144.9 | 7.174 | 1039.5 | 27.59
2025-04-18 | 137.95 | 7.174 | 989.6 | 26.26
2025-04-19 | 142.99 | 7.174 | 1025.7 | 27.22
2025-04-20 | 134.01 | 7.174 | 961.4 | 25.51
2025-04-21 | 142.48 | 7.174 | 1022.1 | 27.12
2025-04-22 | 144.46 | 7.174 | 1036.3 | 27.5
2025-04-23 | 149.18 | 7.174 | 1070.2 | 28.4
2025-04-24 | 150.75 | 7.174 | 1081.5 | 28.7
2025-04-25 | 154.45 | 7.174 | 1108 | 29.4
2025-04-26 | 144.78 | 7.174 | 1038.6 | 27.56
2025-04-27 | 143.72 | 7.174 | 1031 | 27.36
2025-04-28 | 157.38 | 7.174 | 1129 | 29.96
2025-04-29 | 155.63 | 7.174 | 1116.4 | 29.63
2025-04-30 | 155.03 | 7.174 | 1112.1 | 29.51
2025-05-01 | 145.38 | 7.174 | 1042.9 | 27.68
2025-05-02 | 154.56 | 7.174 | 1108.7 | 29.42
2025-05-03 | 144.33 | 7.174 | 1035.4 | 27.48
2025-05-04 | 137.24 | 7.174 | 984.5 | 26.13
2025-05-05 | 151.69 | 7.174 | 1088.2 | 28.88
2025-05-06 | 151.64 | 7.174 | 1087.8 | 28.87
2025-05-07 | 155.27 | 7.174 | 1113.9 | 29.56
2025-05-08 | 158.18 | 7.174 | 1134.7 | 30.11
2025-05-09 | 153.64 | 7.174 | 1102.2 | 29.25
2025-05-10 | 147.53 | 7.174 | 1058.4 | 28.09
2025-05-11 | 139.26 | 7.174 | 999 | 26.51
2025-05-12 | 146.51 | 7.174 | 1051 | 27.89
2025-05-13 | 161.13 | 7.174 | 1155.9 | 30.68
2025-05-14 | 156.02 | 7.174 | 1119.3 | 29.7
2025-05-15 | 156.4 | 7.174 | 1122 | 29.78
2025-05-16 | 151.32 | 7.174 | 1085.5 | 28.81
2025-05-17 | 146.67 | 7.174 | 1052.1 | 27.92
2025-05-18 | 144.68 | 7.174 | 1037.9 | 27.54
2025-05-19 | 155.53 | 7.174 | 1115.8 | 29.61
2025-05-20 | 158.12 | 7.174 | 1134.3 | 30.1
2025-05-21 | 159.34 | 7.174 | 1143.1 | 30.34
2025-05-22 | 161.39 | 7.174 | 1157.8 | 30.73
2025-05-23 | 159.21 | 7.174 | 1142.2 | 30.31
2025-05-24 | 151.8 | 7.174 | 1089 | 28.9
2025-05-25 | 149.05 | 7.174 | 1069.2 | 28.37
2025-05-26 | 159.92 | 7.174 | 1147.2 | 30.44
2025-05-27 | 163.78 | 7.174 | 1174.9 | 31.18
2025-05-28 | 162.42 | 7.174 | 1165.2 | 30.92
2025-05-29 | 162.95 | 7.174 | 1169 | 31.02
2025-05-30 | 157.72 | 7.174 | 1131.4 | 30.03
2025-05-31 | 151.64 | 7.174 | 1087.8 | 28.87
2025-06-01 | 146.86 | 7.174 | 1053.5 | 27.96
2025-06-02 | 157.73 | 7.174 | 1131.5 | 30.03
2025-06-03 | 162.72 | 7.174 | 1167.3 | 30.98
2025-06-04 | 158.8 | 7.174 | 1139.2 | 30.23
2025-06-05 | 160.06 | 7.174 | 1148.2 | 30.47
2025-06-06 | 156.7 | 7.174 | 1124.1 | 29.83
2025-06-07 | 145.83 | 7.174 | 1046.1 | 27.76
2025-06-08 | 145.3 | 7.174 | 1042.3 | 27.66
2025-06-09 | 154.87 | 7.174 | 1111 | 29.48
2025-06-10 | 154.07 | 7.174 | 1105.3 | 29.33
2025-06-11 | 151.48 | 7.174 | 1086.7 | 28.84
2025-06-12 | 157.3 | 7.174 | 1128.4 | 29.95
2025-06-13 | 159.49 | 7.174 | 1144.2 | 30.37
2025-06-14 | 150.02 | 7.174 | 1076.2 | 28.56
2025-06-15 | 143.53 | 7.174 | 1029.6 | 27.32
2025-06-16 | 156.85 | 7.174 | 1125.2 | 29.86
2025-06-17 | 157.09 | 7.174 | 1126.9 | 29.91
2025-06-18 | 150.11 | 7.174 | 1076.8 | 28.58
2025-06-19 | 149.26 | 7.174 | 1070.8 | 28.42
2025-06-20 | 151.88 | 7.174 | 1089.5 | 28.91
2025-06-21 | 142.09 | 7.174 | 1019.3 | 27.05
2025-06-22 | 139.61 | 7.174 | 1001.5 | 26.58
2025-06-23 | 152.11 | 7.174 | 1091.2 | 28.96
2025-06-24 | 151.67 | 7.174 | 1088 | 28.87
2025-06-25 | 153.16 | 7.174 | 1098.7 | 29.16
2025-06-26 | 153.51 | 7.174 | 1101.3 | 29.23
2025-06-27 | 162.93 | 7.174 | 1168.8 | 31.02
2025-06-28 | 156.37 | 7.174 | 1121.7 | 29.77
2025-06-29 | 144.04 | 7.174 | 1033.3 | 27.42
2025-06-30 | 159.36 | 7.174 | 1143.2 | 30.34
2025-07-01 | 160.34 | 7.174 | 1150.3 | 30.53
2025-07-02 | 161.94 | 7.174 | 1161.7 | 30.83
2025-07-03 | 156.13 | 7.174 | 1120 | 29.72
2025-07-04 | 156.28 | 7.174 | 1121.1 | 29.75
2025-07-05 | 147.88 | 7.174 | 1060.9 | 28.15
2025-07-06 | 143.73 | 7.174 | 1031.1 | 27.36
2025-07-07 | 158.23 | 7.174 | 1135.1 | 30.12
2025-07-08 | 160.62 | 7.174 | 1152.2 | 30.58
2025-07-09 | 158.77 | 7.174 | 1139 | 30.23
2025-07-10 | 160.56 | 7.174 | 1151.8 | 30.57
2025-07-11 | 158.52 | 7.174 | 1137.2 | 30.18
2025-07-12 | 150.07 | 7.174 | 1076.5 | 28.57
2025-07-13 | 144.42 | 7.174 | 1036 | 27.49
2025-07-14 | 158.17 | 7.174 | 1134.7 | 30.11
2025-07-15 | 158.18 | 7.174 | 1134.7 | 30.11
2025-07-16 | 158.69 | 7.174 | 1138.4 | 30.21
2025-07-17 | 160.74 | 7.174 | 1153.1 | 30.6
2025-07-18 | 160.8 | 7.174 | 1153.5 | 30.61
2025-07-19 | 153.68 | 7.174 | 1102.5 | 29.26
2025-07-20 | 149.66 | 7.174 | 1073.6 | 28.49
2025-07-21 | 160.59 | 7.174 | 1152 | 30.57
2025-07-22 | 160.81 | 7.174 | 1153.6 | 30.61
2025-07-23 | 161.8 | 7.174 | 1160.7 | 30.8
2025-07-24 | 159.83 | 7.174 | 1146.6 | 30.43
2025-07-25 | 162.41 | 7.174 | 1165.1 | 30.92
2025-07-26 | 153.33 | 7.174 | 1099.9 | 29.19
2025-07-27 | 147.03 | 7.174 | 1054.8 | 27.99
2025-07-28 | 160.66 | 7.174 | 1152.5 | 30.59
2025-07-29 | 164.23 | 7.174 | 1178.2 | 31.27
2025-07-30 | 164.97 | 7.174 | 1183.4 | 31.41
2025-07-31 | 160.58 | 7.174 | 1152 | 30.57
2025-08-01 | 160.7 | 7.174 | 1152.8 | 30.59
2025-08-02 | 149.4 | 7.174 | 1071.8 | 28.44
2025-08-03 | 149.42 | 7.174 | 1071.9 | 28.45
2025-08-04 | 155.82 | 7.174 | 1117.8 | 29.66
2025-08-05 | 150.24 | 7.174 | 1077.7 | 28.6
2025-08-06 | 156.07 | 7.174 | 1119.6 | 29.71
2025-08-07 | 155.68 | 7.174 | 1116.8 | 29.64
2025-08-08 | 156.68 | 7.174 | 1124 | 29.83
2025-08-09 | 146.19 | 7.174 | 1048.7 | 27.83
2025-08-10 | 143.97 | 7.174 | 1032.8 | 27.41
2025-08-11 | 152.52 | 7.174 | 1094.1 | 29.04
2025-08-12 | 152.47 | 7.174 | 1093.8 | 29.03
2025-08-13 | 151.55 | 7.174 | 1087.2 | 28.85
2025-08-14 | 154.87 | 7.174 | 1111 | 29.48
2025-08-15 | 153.18 | 7.174 | 1098.9 | 29.16
2025-08-16 | 147.48 | 7.174 | 1058 | 28.08
2025-08-17 | 142.43 | 7.174 | 1021.8 | 27.12
2025-08-18 | 156.29 | 7.174 | 1121.2 | 29.75
2025-08-19 | 155.86 | 7.174 | 1118.1 | 29.67
2025-08-20 | 153.61 | 7.174 | 1102 | 29.25
2025-08-21 | 153.89 | 7.174 | 1104 | 29.3
2025-08-22 | 153.2 | 7.174 | 1099 | 29.17
2025-08-23 | 148.33 | 7.174 | 1064.1 | 28.24
2025-08-24 | 141.62 | 7.174 | 1016 | 26.96
2025-08-25 | 149.39 | 7.174 | 1071.7 | 28.44
2025-08-26 | 154.69 | 7.174 | 1109.7 | 29.45
2025-08-27 | 157.45 | 7.174 | 1129.5 | 29.98
2025-08-28 | 156.41 | 7.174 | 1122 | 29.78
2025-08-29 | 153.42 | 7.174 | 1100.6 | 29.21
2025-08-30 | 146.47 | 7.174 | 1050.7 | 27.88
2025-08-31 | 143.24 | 7.174 | 1027.6 | 27.27
2025-09-01 | 155.47 | 7.174 | 1115.3 | 29.6
2025-09-02 | 153.3 | 7.174 | 1099.7 | 29.18
2025-09-03 | 150.41 | 7.174 | 1079 | 28.63
2025-09-04 | 153.55 | 7.174 | 1101.5 | 29.23
2025-09-05 | 151.66 | 7.174 | 1087.9 | 28.87
2025-09-06 | 142.52 | 7.174 | 1022.4 | 27.13
2025-09-07 | 143.99 | 7.174 | 1033 | 27.41
2025-09-08 | 152.06 | 7.174 | 1090.8 | 28.95
2025-09-09 | 154.54 | 7.174 | 1108.6 | 29.42
2025-09-10 | 150.93 | 7.174 | 1082.7 | 28.73
2025-09-11 | 151.55 | 7.174 | 1087.2 | 28.85
2025-09-12 | 145.88 | 7.174 | 1046.5 | 27.77
2025-09-13 | 141.72 | 7.174 | 1016.7 | 26.98
2025-09-14 | 136.02 | 7.174 | 975.8 | 25.9
2025-09-15 | 151.48 | 7.174 | 1086.6 | 28.84
2025-09-16 | 148.71 | 7.174 | 1066.8 | 28.31
2025-09-17 | 153.52 | 7.174 | 1101.3 | 29.23
2025-09-18 | 149.58 | 7.174 | 1073 | 28.48
2025-09-19 | 154.63 | 7.174 | 1109.3 | 29.44
2025-09-20 | 145.6 | 7.174 | 1044.5 | 27.72
2025-09-21 | 142.97 | 7.174 | 1025.6 | 27.22
2025-09-22 | 156.28 | 7.174 | 1121.1 | 29.75
2025-09-23 | 156.78 | 7.174 | 1124.7 | 29.85
2025-09-24 | 159.08 | 7.174 | 1141.2 | 30.29
2025-09-25 | 156.88 | 7.174 | 1125.5 | 29.87
2025-09-26 | 158.99 | 7.174 | 1140.5 | 30.27
2025-09-27 | 149.5 | 7.174 | 1072.5 | 28.46
2025-09-28 | 145.14 | 7.174 | 1041.2 | 27.63
2025-09-29 | 152.24 | 7.174 | 1092.2 | 28.99
2025-09-30 | 156.9 | 7.174 | 1125.5 | 29.87
2025-10-01 | 156.94 | 7.174 | 1125.8 | 29.88
2025-10-02 | 153.17 | 7.174 | 1098.8 | 29.16
2025-10-03 | 154.4 | 7.174 | 1107.6 | 29.39
2025-10-04 | 142.44 | 7.174 | 1021.8 | 27.12
2025-10-05 | 141.44 | 7.174 | 1014.6 | 26.93
2025-10-06 | 156.04 | 7.174 | 1119.4 | 29.71
2025-10-07 | 154.28 | 7.174 | 1106.8 | 29.37
2025-10-08 | 152.7 | 7.174 | 1095.4 | 29.07
2025-10-09 | 153.31 | 7.174 | 1099.8 | 29.19
2025-10-10 | 151.92 | 7.174 | 1089.8 | 28.92
2025-10-11 | 146.22 | 7.174 | 1048.9 | 27.84
2025-10-12 | 142.94 | 7.174 | 1025.4 | 27.21
2025-10-13 | 153.88 | 7.174 | 1103.9 | 29.3
2025-10-14 | 155.51 | 7.174 | 1115.6 | 29.61
2025-10-15 | 159.03 | 7.174 | 1140.8 | 30.28
2025-10-16 | 155.93 | 7.174 | 1118.6 | 29.69
2025-10-17 | 154.74 | 7.174 | 1110.1 | 29.46
2025-10-18 | 143.55 | 7.174 | 1029.8 | 27.33
2025-10-19 | 138.82 | 7.174 | 995.8 | 26.43
2025-10-20 | 141.94 | 7.174 | 1018.3 | 27.02
2025-10-21 | 155.97 | 7.174 | 1118.9 | 29.69
2025-10-22 | 155.49 | 7.174 | 1115.5 | 29.6
2025-10-23 | 152.44 | 7.174 | 1093.6 | 29.02
2025-10-24 | 151.57 | 7.174 | 1087.3 | 28.86
2025-10-25 | 143.8 | 7.174 | 1031.6 | 27.38
2025-10-26 | 141.16 | 7.174 | 1012.7 | 26.88
2025-10-27 | 155.41 | 7.174 | 1114.8 | 29.59
2025-10-28 | 154.78 | 7.174 | 1110.3 | 29.47
2025-10-29 | 158.44 | 7.174 | 1136.6 | 30.16
2025-10-30 | 157.44 | 7.174 | 1129.4 | 29.97
2025-10-31 | 161.7 | 7.174 | 1160 | 30.78
2025-11-01 | 152.29 | 7.174 | 1092.5 | 28.99
2025-11-02 | 152.21 | 7.174 | 1091.9 | 28.98
2025-11-03 | 157.43 | 7.174 | 1129.4 | 29.97
2025-11-04 | 158.04 | 7.174 | 1133.7 | 30.09
2025-11-05 | 159.52 | 7.174 | 1144.4 | 30.37
2025-11-06 | 157.98 | 7.174 | 1133.3 | 30.08
2025-11-07 | 158.5 | 7.174 | 1137 | 30.17
2025-11-08 | 151.46 | 7.174 | 1086.5 | 28.83
2025-11-09 | 149.38 | 7.174 | 1071.6 | 28.44
2025-11-10 | 158.31 | 7.174 | 1135.7 | 30.14
2025-11-11 | 159.98 | 7.174 | 1147.7 | 30.46
2025-11-12 | 160.2 | 7.174 | 1149.2 | 30.5
2025-11-13 | 159.46 | 7.174 | 1144 | 30.36
2025-11-14 | 155.85 | 7.174 | 1118.1 | 29.67
2025-11-15 | 146.46 | 7.174 | 1050.6 | 27.88
2025-11-16 | 143.84 | 7.174 | 1031.9 | 27.39
2025-11-17 | 152.66 | 7.174 | 1095.1 | 29.06
2025-11-18 | 155.71 | 7.174 | 1117 | 29.64
2025-11-19 | 152.21 | 7.174 | 1091.9 | 28.98
2025-11-20 | 154.29 | 7.174 | 1106.8 | 29.37
2025-11-21 | 154.15 | 7.174 | 1105.9 | 29.35
2025-11-22 | 145.87 | 7.174 | 1046.5 | 27.77
2025-11-23 | 139.07 | 7.174 | 997.7 | 26.48
2025-11-24 | 153.93 | 7.174 | 1104.3 | 29.31
2025-11-25 | 154.94 | 7.174 | 1111.5 | 29.5
2025-11-26 | 154.45 | 7.174 | 1108 | 29.4
2025-11-27 | 157.77 | 7.174 | 1131.8 | 30.04
2025-11-28 | 156.07 | 7.174 | 1119.6 | 29.71
2025-11-29 | 141.68 | 7.174 | 1016.3 | 26.97
2025-11-30 | 141.54 | 7.174 | 1015.4 | 26.95
2025-12-01 | 154.76 | 7.174 | 1110.2 | 29.46
2025-12-02 | 155.4 | 7.174 | 1114.8 | 29.59
2025-12-03 | 149.85 | 7.174 | 1075 | 28.53
2025-12-04 | 152.3 | 7.174 | 1092.6 | 29
2025-12-05 | 147.18 | 7.174 | 1055.8 | 28.02
2025-12-06 | 141.93 | 7.174 | 1018.1 | 27.02
2025-12-07 | 137.42 | 7.174 | 985.8 | 26.16
2025-12-08 | 149.05 | 7.174 | 1069.3 | 28.38
2025-12-09 | 147.88 | 7.174 | 1060.9 | 28.15
2025-12-10 | 150.51 | 7.174 | 1079.7 | 28.65
2025-12-11 | 150.84 | 7.174 | 1082.1 | 28.72
2025-12-12 | 150.69 | 7.174 | 1081 | 28.69
2025-12-13 | 140.54 | 7.174 | 1008.2 | 26.76
2025-12-14 | 137.51 | 7.174 | 986.4 | 26.18
2025-12-15 | 147.98 | 7.174 | 1061.6 | 28.17
2025-12-16 | 146.73 | 7.174 | 1052.6 | 27.93
2025-12-17 | 146.09 | 7.174 | 1048 | 27.81
2025-12-18 | 144.16 | 7.174 | 1034.2 | 27.45
2025-12-19 | 146.6 | 7.174 | 1051.7 | 27.91
2025-12-20 | 140.58 | 7.174 | 1008.5 | 26.76
2025-12-21 | 135 | 7.174 | 968.4 | 25.7
2025-12-22 | 146.03 | 7.174 | 1047.6 | 27.8
2025-12-23 | 146.92 | 7.174 | 1054 | 27.97
2025-12-24 | 148.66 | 7.174 | 1066.4 | 28.3
2025-12-25 | 141.74 | 7.174 | 1016.8 | 26.98
2025-12-26 | 149.81 | 7.174 | 1074.7 | 28.52
2025-12-27 | 142.83 | 7.174 | 1024.6 | 27.19
2025-12-28 | 140.2 | 7.174 | 1005.8 | 26.69
2025-12-29 | 148.37 | 7.174 | 1064.4 | 28.25
2025-12-30 | 147.21 | 7.174 | 1056 | 28.02
2025-12-31 | 145.65 | 7.174 | 1044.9 | 27.73
2026-01-01 | 138.29 | 6.765 | 935.5 | 24.83
2026-01-02 | 147.16 | 6.765 | 995.5 | 26.42
2026-01-03 | 140.75 | 6.765 | 952.2 | 25.27
2026-01-04 | 134.36 | 6.765 | 909 | 24.12
2026-01-05 | 149.5 | 6.765 | 1011.4 | 26.84
2026-01-06 | 151.68 | 6.765 | 1026.1 | 27.23
2026-01-07 | 152.76 | 6.765 | 1033.4 | 27.42
2026-01-08 | 149.44 | 6.765 | 1011 | 26.83
2026-01-09 | 148.7 | 6.765 | 1006 | 26.7
2026-01-10 | 139.08 | 6.765 | 940.9 | 24.97
2026-01-11 | 133.76 | 6.765 | 904.9 | 24.01
2026-01-12 | 144.48 | 6.765 | 977.5 | 25.94
2026-01-13 | 147.01 | 6.765 | 994.6 | 26.4
2026-01-14 | 149.79 | 6.765 | 1013.4 | 26.89
2026-01-15 | 150.97 | 6.765 | 1021.3 | 27.1
2026-01-16 | 150.29 | 6.765 | 1016.8 | 26.98
2026-01-17 | 143.68 | 6.765 | 972 | 25.8
2026-01-18 | 136.76 | 6.765 | 925.2 | 24.55
2026-01-19 | 148.33 | 6.765 | 1003.5 | 26.63
2026-01-20 | 149.05 | 6.765 | 1008.4 | 26.76
2026-01-21 | 148.72 | 6.765 | 1006.1 | 26.7
2026-01-22 | 147.43 | 6.765 | 997.4 | 26.47
2026-01-23 | 148.26 | 6.765 | 1003 | 26.62
2026-01-24 | 142.3 | 6.765 | 962.7 | 25.55
2026-01-25 | 139.12 | 6.765 | 941.2 | 24.98
2026-01-26 | 148.21 | 6.765 | 1002.7 | 26.61
2026-01-27 | 149.96 | 6.765 | 1014.5 | 26.92
2026-01-28 | 151.67 | 6.765 | 1026.1 | 27.23
2026-01-29 | 151.59 | 6.765 | 1025.6 | 27.22
2026-01-30 | 150.23 | 6.765 | 1016.4 | 26.97
2026-01-31 | 143.4 | 6.765 | 970.1 | 25.74
2026-02-01 | 139.97 | 6.765 | 946.9 | 25.13
2026-02-02 | 150.51 | 6.765 | 1018.2 | 27.02
2026-02-03 | 151.42 | 6.765 | 1024.4 | 27.19
2026-02-04 | 153.28 | 6.765 | 1037 | 27.52
2026-02-05 | 154.68 | 6.765 | 1046.4 | 27.77
2026-02-06 | 153.37 | 6.765 | 1037.6 | 27.54
2026-02-07 | 147.27 | 6.765 | 996.3 | 26.44
2026-02-08 | 141.86 | 6.765 | 959.7 | 25.47
2026-02-09 | 151.18 | 6.765 | 1022.8 | 27.14
2026-02-10 | 153.33 | 6.765 | 1037.3 | 27.53
2026-02-11 | 156.29 | 6.765 | 1057.4 | 28.06
2026-02-12 | 155.39 | 6.765 | 1051.3 | 27.9
2026-02-13 | 154.93 | 6.765 | 1048.1 | 27.81
2026-02-14 | 145.55 | 6.765 | 984.7 | 26.13
2026-02-15 | 139.1 | 6.765 | 941 | 24.97
2026-02-16 | 144.69 | 6.765 | 978.9 | 25.98
2026-02-17 | 139.29 | 6.765 | 942.3 | 25.01
2026-02-18 | 136.66 | 6.765 | 924.5 | 24.53
2026-02-19 | 146.71 | 6.765 | 992.5 | 26.34
2026-02-20 | 145.76 | 6.765 | 986.1 | 26.17
2026-02-21 | 140.17 | 6.765 | 948.3 | 25.17
2026-02-22 | 137.13 | 6.765 | 927.7 | 24.62
2026-02-23 | 151.39 | 6.765 | 1024.2 | 27.18
2026-02-24 | 152.63 | 6.765 | 1032.6 | 27.4
2026-02-25 | 153.21 | 6.765 | 1036.5 | 27.51
2026-02-26 | 151.72 | 6.765 | 1026.4 | 27.24
2026-02-27 | 154.35 | 6.765 | 1044.2 | 27.71
2026-02-28 | 146.24 | 6.765 | 989.4 | 26.26
2026-03-01 | 143.88 | 6.765 | 973.4 | 25.83
2026-03-02 | 157.64 | 6.765 | 1066.5 | 28.3
2026-03-03 | 155.74 | 6.765 | 1053.6 | 27.96
2026-03-04 | 157.31 | 6.765 | 1064.2 | 28.24
2026-03-05 | 156.3 | 6.765 | 1057.4 | 28.06
2026-03-06 | 153.86 | 6.765 | 1040.9 | 27.62
2026-03-07 | 147.61 | 6.765 | 998.6 | 26.5
2026-03-08 | 142.1 | 6.765 | 961.3 | 25.51
2026-03-09 | 154.26 | 6.765 | 1043.6 | 27.7
2026-03-10 | 152.5 | 6.765 | 1031.7 | 27.38
2026-03-11 | 152.75 | 6.765 | 1033.4 | 27.42
2026-03-12 | 155.69 | 6.765 | 1053.3 | 27.95
2026-03-13 | 154.54 | 6.765 | 1045.5 | 27.75
2026-03-14 | 148.09 | 6.765 | 1001.9 | 26.59
2026-03-15 | 145.42 | 6.765 | 983.8 | 26.11
2026-03-16 | 153.74 | 6.765 | 1040.1 | 27.6
2026-03-17 | 155.49 | 6.765 | 1051.9 | 27.92
2026-03-18 | 155.68 | 6.765 | 1053.2 | 27.95
2026-03-19 | 153.53 | 6.765 | 1038.7 | 27.57
2026-03-20 | 151.1 | 6.765 | 1022.2 | 27.13
2026-03-21 | 141.99 | 6.765 | 960.6 | 25.49
2026-03-22 | 139.57 | 6.765 | 944.2 | 25.06
2026-03-23 | 151 | 6.765 | 1021.6 | 27.11
2026-03-24 | 153.58 | 6.765 | 1039 | 27.57
2026-03-25 | 154.31 | 6.765 | 1044 | 27.71
2026-03-26 | 156.42 | 6.765 | 1058.2 | 28.08
2026-03-27 | 155.74 | 6.765 | 1053.6 | 27.96
2026-03-28 | 147.22 | 6.765 | 996 | 26.43
2026-03-29 | 145.05 | 6.765 | 981.3 | 26.04
2026-03-30 | 156.79 | 6.765 | 1060.7 | 28.15
2026-03-31 | 161.2 | 6.765 | 1090.5 | 28.94
2026-04-01 | 159.17 | 6.765 | 1076.8 | 28.58
2026-04-02 | 158.76 | 6.765 | 1074 | 28.5
2026-04-03 | 146.74 | 6.765 | 992.7 | 26.34
2026-04-04 | 149.19 | 6.765 | 1009.3 | 26.79
2026-04-05 | 147.76 | 6.765 | 999.7 | 26.53
2026-04-06 | 156.88 | 6.765 | 1061.3 | 28.17
2026-04-07 | 162.92 | 6.765 | 1102.2 | 29.25
2026-04-08 | 156.65 | 6.765 | 1059.8 | 28.13
2026-04-09 | 158.52 | 6.765 | 1072.4 | 28.46
2026-04-10 | 155.34 | 6.765 | 1050.9 | 27.89
2026-04-11 | 151.61 | 6.765 | 1025.7 | 27.22
2026-04-12 | 148 | 6.765 | 1001.3 | 26.57
2026-04-13 | 158.53 | 6.765 | 1072.5 | 28.46
2026-04-14 | 160.57 | 6.765 | 1086.3 | 28.83
2026-04-15 | 160.96 | 6.765 | 1088.9 | 28.9
2026-04-16 | 160.32 | 6.765 | 1084.6 | 28.78
2026-04-17 | 161.78 | 6.765 | 1094.5 | 29.05
2026-04-18 | 152.81 | 6.765 | 1033.8 | 27.44
2026-04-19 | 149.18 | 6.765 | 1009.2 | 26.78
2026-04-20 | 159.93 | 6.765 | 1082 | 28.71
2026-04-21 | 161.81 | 6.765 | 1094.7 | 29.05
2026-04-22 | 158.35 | 6.765 | 1071.2 | 28.43
2026-04-23 | 158.64 | 6.765 | 1073.2 | 28.48
2026-04-24 | 160.58 | 6.765 | 1086.4 | 28.83
2026-04-25 | 151.51 | 6.765 | 1025 | 27.2
2026-04-26 | 150.87 | 6.765 | 1020.7 | 27.09
2026-04-27 | 160.85 | 6.765 | 1088.2 | 28.88
2026-04-28 | 160.56 | 6.765 | 1086.2 | 28.83
2026-04-29 | 163.14 | 6.765 | 1103.7 | 29.29
2026-04-30 | 162.24 | 6.765 | 1097.6 | 29.13
2026-05-01 | 150.41 | 6.765 | 1017.6 | 27.01
2026-05-02 | 147.95 | 6.765 | 1000.9 | 26.56
2026-05-03 | 145.63 | 6.765 | 985.2 | 26.15
2026-05-04 | 154.51 | 6.765 | 1045.3 | 27.74
2026-05-05 | 155.31 | 6.765 | 1050.7 | 27.88
2026-05-06 | 157.74 | 6.765 | 1067.1 | 28.32
2026-05-07 | 157.58 | 6.765 | 1066.1 | 28.29
2026-05-08 | 158.55 | 6.765 | 1072.6 | 28.47
2026-05-09 | 149.19 | 6.765 | 1009.3 | 26.79
2026-05-10 | 149.31 | 6.765 | 1010.1 | 26.81
2026-05-11 | 161.15 | 6.765 | 1090.2 | 28.93
2026-05-12 | 162.73 | 6.765 | 1100.9 | 29.22
2026-05-13 | 162 | 6.765 | 1096 | 29.09
2026-05-14 | 158.96 | 6.765 | 1075.4 | 28.54
2026-05-15 | 162.98 | 6.765 | 1102.6 | 29.26
2026-05-16 | 150.75 | 6.765 | 1019.9 | 27.07
2026-05-17 | 142.52 | 6.765 | 964.2 | 25.59
2026-05-18 | 160.16 | 6.765 | 1083.5 | 28.75
2026-05-19 | 159.2 | 6.765 | 1077 | 28.58
2026-05-20 | 161.94 | 6.765 | 1095.6 | 29.08
2026-05-21 | 160.05 | 6.765 | 1082.8 | 28.74
2026-05-22 | 162.07 | 6.765 | 1096.5 | 29.1
2026-05-23 | 155.88 | 6.765 | 1054.6 | 27.99
2026-05-24 | 149.44 | 6.765 | 1011 | 26.83
2026-05-25 | 161.94 | 6.765 | 1095.6 | 29.08
2026-05-26 | 161.61 | 6.765 | 1093.3 | 29.01
2026-05-27 | 149.95 | 6.765 | 1014.4 | 26.92
2026-05-28 | 159.39 | 6.765 | 1078.3 | 28.62
2026-05-29 | 163.46 | 6.765 | 1105.8 | 29.35
2026-05-30 | 150.1 | 6.765 | 1015.5 | 26.95
2026-05-31 | 150.23 | 6.765 | 1016.4 | 26.97
2026-06-01 | 149.42 | 6.765 | 1010.8 | 26.83
2026-06-02 | 161.59 | 6.765 | 1093.2 | 29.01
2026-06-03 | 165.84 | 6.765 | 1122 | 29.78
2026-06-04 | 166.62 | 6.765 | 1127.2 | 29.91
2026-06-05 | 165.81 | 6.765 | 1121.7 | 29.77
2026-06-06 | 158.36 | 6.765 | 1071.4 | 28.43
2026-06-07 | 155.54 | 6.765 | 1052.3 | 27.93
2026-06-08 | 165.07 | 6.765 | 1116.7 | 29.64
2026-06-09 | 165.16 | 6.765 | 1117.4 | 29.65
2026-06-10 | 159.1 | 6.765 | 1076.3 | 28.56
2026-06-11 | 161.99 | 6.765 | 1095.9 | 29.08
2026-06-12 | 158.77 | 6.765 | 1074.1 | 28.5
2026-06-13 | 147.3 | 6.765 | 996.5 | 26.45
2026-06-14 | 147.54 | 6.765 | 998.2 | 26.49
2026-06-15 | 158.13 | 6.765 | 1069.8 | 28.39
2026-06-16 | 159.74 | 6.765 | 1080.7 | 28.68
2026-06-17 | 160.64 | 6.765 | 1086.7 | 28.84
2026-06-18 | 158.16 | 6.765 | 1070 | 28.4
2026-06-19 | 158.82 | 6.765 | 1074.5 | 28.52
2026-06-20 | 151.86 | 6.765 | 1027.3 | 27.26
2026-06-21 | 149.57 | 6.765 | 1011.9 | 26.85
2026-06-22 | 162.06 | 6.765 | 1096.4 | 29.1
2026-06-23 | 156.76 | 6.765 | 1060.5 | 28.14
2026-06-24 | 160.34 | 6.765 | 1084.8 | 28.79
2026-06-25 | 158.43 | 6.765 | 1071.8 | 28.44
2026-06-26 | 160.06 | 6.765 | 1082.9 | 28.74
2026-06-27 | 154.56 | 6.765 | 1045.7 | 27.75
2026-06-28 | 152.1 | 6.765 | 1029 | 27.31
2026-06-29 | 164.72 | 6.765 | 1114.3 | 29.57
2026-06-30 | 164.47 | 6.765 | 1112.7 | 29.53
2026-07-01 | 162.78 | 6.765 | 1101.3 | 29.23
2026-07-02 | 161.68 | 6.765 | 1093.8 | 29.03
2026-07-03 | 163.67 | 6.765 | 1107.3 | 29.39
2026-07-04 | 155.08 | 6.765 | 1049.1 | 27.84
2026-07-05 | 154.14 | 6.765 | 1042.8 | 27.67
2026-07-06 | 161.79 | 6.765 | 1094.6 | 29.05
2026-07-07 | 166.17 | 6.765 | 1124.2 | 29.83
2026-07-08 | 164.47 | 6.765 | 1112.7 | 29.53
2026-07-09 | 163.68 | 6.765 | 1107.3 | 29.39
2026-07-10 | 164.71 | 6.765 | 1114.3 | 29.57
2026-07-11 | 160.31 | 6.765 | 1084.5 | 28.78
2026-07-12 | 155.47 | 6.765 | 1051.8 | 27.91
2026-07-13 | 164.03 | 6.765 | 1109.7 | 29.45
2026-07-14 | 163.59 | 6.765 | 1106.7 | 29.37
2026-07-15 | 166.28 | 6.765 | 1125 | 29.86
2026-07-16 | 166.04 | 6.765 | 1123.3 | 29.81
2026-07-17 | 165.78 | 6.765 | 1121.5 | 29.76
2026-07-18 | 154.07 | 6.765 | 1042.3 | 27.66
2026-07-19 | 149.59 | 6.765 | 1012 | 26.86
2026-07-20 | 163.98 | 6.765 | 1109.4 | 29.44
2026-07-21 | 162.57 | 6.765 | 1099.8 | 29.19
2026-07-22 | 164.31 | 6.765 | 1111.6 | 29.5
2026-07-23 | 160.25 | 6.765 | 1084.1 | 28.77
2026-07-24 | 159.82 | 6.765 | 1081.2 | 28.69
2026-07-25 | 156.47 | 6.765 | 1058.6 | 28.09
2026-07-26 | 150.35 | 6.765 | 1017.2 | 26.99
2026-07-27 | 155.98 | 6.765 | 1055.3 | 28.01
2026-07-28 | 160.49 | 6.765 | 1085.7 | 28.81
2026-07-29 | 161.52 | 6.765 | 1092.7 | 29
2026-07-30 | 163.32 | 6.765 | 1104.9 | 29.32
2026-07-31 | 161.18 | 6.765 | 1090.4 | 28.94
2026-08-01 | 153.04 | 6.765 | 1035.3 | 27.48
2026-08-02 | 151.3 | 6.765 | 1023.6 | 27.16
2026-08-03 | 162.04 | 6.765 | 1096.3 | 29.09
2026-08-04 | 164.82 | 6.765 | 1115 | 29.59
2026-08-05 | 165.83 | 6.765 | 1121.9 | 29.77
2026-08-06 | 167.57 | 6.765 | 1133.6 | 30.08
2026-08-07 | 160.96 | 6.765 | 1088.9 | 28.9
2026-08-08 | 150.98 | 6.765 | 1021.4 | 27.11
2026-08-09 | 147.4 | 6.765 | 997.2 | 26.46
2026-08-10 | 150.6 | 6.765 | 1018.9 | 27.04
2026-08-11 | 161.23 | 6.765 | 1090.7 | 28.95
2026-08-12 | 162.29 | 6.765 | 1097.9 | 29.14
2026-08-13 | 164.25 | 6.765 | 1111.2 | 29.49
2026-08-14 | 163.7 | 6.765 | 1107.5 | 29.39
2026-08-15 | 157.21 | 6.765 | 1063.5 | 28.22
2026-08-16 | 154.53 | 6.765 | 1045.4 | 27.74
2026-08-17 | 163.01 | 6.765 | 1102.8 | 29.27
2026-08-18 | 166.57 | 6.765 | 1126.9 | 29.91
2026-08-19 | 166.4 | 6.765 | 1125.7 | 29.87
2026-08-20 | 163.59 | 6.765 | 1106.7 | 29.37
2026-08-21 | 160.56 | 6.765 | 1086.2 | 28.83
2026-08-22 | 150.27 | 6.765 | 1016.6 | 26.98
2026-08-23 | 149.16 | 6.765 | 1009.1 | 26.78
2026-08-24 | 161.93 | 6.765 | 1095.5 | 29.07
2026-08-25 | 164.36 | 6.765 | 1111.9 | 29.51
2026-08-26 | 165.85 | 6.765 | 1122 | 29.78
2026-08-27 | 161.12 | 6.765 | 1090 | 28.93
2026-08-28 | 162.24 | 6.765 | 1097.6 | 29.13
2026-08-29 | 153.34 | 6.765 | 1037.4 | 27.53
2026-08-30 | 146.4 | 6.765 | 990.4 | 26.28
2026-08-31 | 158.44 | 6.765 | 1071.9 | 28.45
2026-09-01 | 163.48 | 6.765 | 1106 | 29.35
2026-09-02 | 162.85 | 6.765 | 1101.7 | 29.24
2026-09-03 | 161.34 | 6.765 | 1091.5 | 28.97
2026-09-04 | 162.55 | 6.765 | 1099.7 | 29.18
2026-09-05 | 152.88 | 6.765 | 1034.3 | 27.45
2026-09-06 | 149.83 | 6.765 | 1013.6 | 26.9
2026-09-07 | 163.43 | 6.765 | 1105.6 | 29.34
2026-09-08 | 164.46 | 6.765 | 1112.6 | 29.53
2026-09-09 | 167.21 | 6.765 | 1131.2 | 30.02
2026-09-10 | 168.4 | 6.765 | 1139.2 | 30.23
2026-09-11 | 167.45 | 6.765 | 1132.8 | 30.06
2026-09-12 | 152.74 | 6.765 | 1033.3 | 27.42
2026-09-13 | 150.4 | 6.765 | 1017.5 | 27
2026-09-14 | 164.66 | 6.765 | 1114 | 29.56
2026-09-15 | 166.82 | 6.765 | 1128.6 | 29.95
2026-09-16 | 163.61 | 6.765 | 1106.8 | 29.37
2026-09-17 | 163.97 | 6.765 | 1109.3 | 29.44
2026-09-18 | 164.99 | 6.765 | 1116.2 | 29.62
2026-09-19 | 156.3 | 6.765 | 1057.4 | 28.06
2026-09-20 | 155.6 | 6.765 | 1052.7 | 27.94
2026-09-21 | 165.77 | 6.765 | 1121.5 | 29.76
2026-09-22 | 166.32 | 6.765 | 1125.2 | 29.86
2026-09-23 | 163.87 | 6.765 | 1108.6 | 29.42
2026-09-24 | 162.84 | 6.765 | 1101.6 | 29.23
2026-09-25 | 162.45 | 6.765 | 1099 | 29.17
2026-09-26 | 154.98 | 6.765 | 1048.5 | 27.83
2026-09-27 | 153.85 | 6.765 | 1040.8 | 27.62
2026-09-28 | 159.34 | 6.765 | 1078 | 28.61
2026-09-29 | 160 | 6.765 | 1082.4 | 28.73
2026-09-30 | 162.85 | 6.765 | 1101.7 | 29.24
2026-10-01 | 161.92 | 6.765 | 1095.4 | 29.07
2026-10-02 | 162.62 | 6.765 | 1100.1 | 29.19
2026-10-03 | 155.94 | 6.765 | 1055 | 28
2026-10-04 | 153.82 | 6.765 | 1040.6 | 27.62
2026-10-05 | 167.61 | 6.765 | 1133.9 | 30.09
2026-10-06 | 168.31 | 6.765 | 1138.6 | 30.22
2026-10-07 | 170.11 | 6.765 | 1150.8 | 30.54
2026-10-08 | 170.01 | 6.765 | 1150.1 | 30.52
2026-10-09 | 169.33 | 6.765 | 1145.6 | 30.4
2026-10-10 | 161.55 | 6.765 | 1092.9 | 29
2026-10-11 | 156.84 | 6.765 | 1061.1 | 28.16
2026-10-12 | 170.13 | 6.765 | 1151 | 30.55
2026-10-13 | 169.33 | 6.765 | 1145.5 | 30.4

## Calibration
Year | Months | Gas_for_power_TJ | CCGT_Cogen_Trigen_GWh | Factor_TJ_per_GWh
2021 | 12 | 373157 | 52247.717 | 7.142
2022 | 12 | 365947 | 52558.142 | 6.963
2023 | 12 | 384712 | 53164.357 | 7.236
2024 | 12 | 393748 | 54979.247 | 7.162
2025 | 12 | 392835 | 54760.244 | 7.174
2026 | 6 | 187263 | 27680.326 | 6.765

## Town gas quarterly
Quarter_start | Total_GWh | Domestic_GWh | Non_domestic_GWh
1994-01 | 257.4 | 93.8 | 163.6
1994-04 | 259.7 | 96.1 | 163.6
1994-07 | 263.3 | 96.5 | 166.8
1994-10 | 265.3 | 95 | 170.3
1995-01 | 269.9 | 100.5 | 169.4
1995-04 | 264.8 | 97.1 | 167.8
1995-07 | 273.1 | 98.3 | 174.9
1995-10 | 276.1 | 97.9 | 178.1
1996-01 | 284.8 | 102.7 | 182.1
1996-04 | 280.9 | 101.6 | 179.3
1996-07 | 290.5 | 104.2 | 186.3
1996-10 | 295.1 | 103.8 | 191.3
1997-01 | 298.8 | 108 | 190.8
1997-04 | 297.5 | 106.5 | 191
1997-07 | 308.3 | 108.3 | 200
1997-10 | 313.6 | 108.8 | 204.8
1998-01 | 312.2 | 114.9 | 197.3
1998-04 | 310.5 | 113.9 | 196.6
1998-07 | 320.5 | 117.2 | 203.3
1998-10 | 323.1 | 118.6 | 204.4
1999-01 | 324.9 | 123 | 201.9
1999-04 | 318.7 | 118.6 | 200.1
1999-07 | 331.9 | 122.6 | 209.2
1999-10 | 331.3 | 122.4 | 208.9
2000-01 | 339.2 | 128.3 | 210.9
2000-04 | 335.1 | 125.2 | 210
2000-07 | 343.2 | 128.5 | 214.7
2000-10 | 345.6 | 128.4 | 217.2
2001-01 | 324.1 | 122.7 | 201.3
2001-04 | 343.9 | 130.7 | 213.2
2001-07 | 344 | 129.4 | 214.6
2001-10 | 343 | 128 | 215
2002-01 | 345.6 | 142.5 | 203.1
2002-04 | 344.9 | 140.5 | 204.3
2002-07 | 348 | 142.7 | 205.3
2002-10 | 350.4 | 144.8 | 205.5
2003-01 | 346.8 | 148.5 | 198.3
2003-04 | 343.8 | 155.5 | 188.3
2003-07 | 342.1 | 147.1 | 195.1
2003-10 | 338.4 | 144.2 | 194.3
2004-01 | 338.5 | 146 | 192.5
2004-04 | 335.7 | 142.8 | 192.9
2004-07 | 335.7 | 143.2 | 192.6
2004-10 | 334.7 | 143.8 | 190.9
2005-01 | 340 | 145.4 | 194.6
2005-04 | 340.1 | 144.2 | 196
2005-07 | 347.2 | 144.1 | 203.1
2005-10 | 346.7 | 144.2 | 202.5
2006-01 | 348.1 | 145.1 | 203
2006-04 | 347.4 | 144.3 | 203.1
2006-07 | 351.9 | 147.8 | 204.2
2006-10 | 350.8 | 148.6 | 202.1
2007-01 | 357.6 | 149.4 | 208.2
2007-04 | 352.7 | 148.6 | 204.2
2007-07 | 357.8 | 149.2 | 208.5
2007-10 | 357.9 | 152.6 | 205.3
2008-01 | 362.3 | 153.1 | 209.2
2008-04 | 363.8 | 154.2 | 209.6
2008-07 | 366 | 157.2 | 208.8
2008-10 | 363.4 | 157.9 | 205.6
2009-01 | 355.8 | 156.4 | 199.4
2009-04 | 363.4 | 157.1 | 206.4
2009-07 | 370.8 | 157.7 | 213.1
2009-10 | 371.4 | 158.3 | 213.1
2010-01 | 375.8 | 155.5 | 220.3
2010-04 | 378 | 155.9 | 222.1
2010-07 | 386.7 | 158.5 | 228.2
2010-10 | 394.7 | 157.8 | 236.9
2011-01 | 395.5 | 159.5 | 236
2011-04 | 397 | 160.1 | 236.9
2011-07 | 401.5 | 160.5 | 241
2011-10 | 405.4 | 162.1 | 243.3
2012-01 | 407.8 | 164.9 | 243
2012-04 | 406.2 | 165 | 241.2
2012-07 | 415.4 | 168 | 247.4
2012-10 | 411.9 | 165.7 | 246.2
2013-01 | 406.7 | 164.7 | 242
2013-04 | 416.3 | 167.3 | 249
2013-07 | 418.5 | 170.1 | 248.4
2013-10 | 421.2 | 169.1 | 252.2
2014-01 | 419.1 | 173.3 | 245.8
2014-04 | 413.4 | 170.8 | 242.6
2014-07 | 417.8 | 173 | 244.8
2014-10 | 415.9 | 170.8 | 245.1
2015-01 | 422.6 | 177.2 | 245.4
2015-04 | 419.9 | 176 | 244
2015-07 | 423.6 | 179 | 244.7
2015-10 | 429.3 | 179.5 | 249.8
2016-01 | 422 | 178.2 | 243.8
2016-04 | 435.5 | 183.1 | 252.4
2016-07 | 442 | 185.6 | 256.4
2016-10 | 441.2 | 183.4 | 257.8
2017-01 | 443 | 185 | 257.9
2017-04 | 438.4 | 186.5 | 251.9
2017-07 | 440.9 | 187.4 | 253.5
2017-10 | 433.7 | 186.4 | 247.3
2018-01 | 439.7 | 189.8 | 249.9
2018-04 | 441.3 | 191.6 | 249.7
2018-07 | 438.6 | 188.9 | 249.7
2018-10 | 444.7 | 191.2 | 253.7
2019-01 | 436.5 | 186.8 | 249.6
2019-04 | 438.6 | 190.4 | 248.3
2019-07 | 441.2 | 189 | 252.3
2019-10 | 443.7 | 188.6 | 255.1
2020-01 | 448.5 | 201.4 | 247.1
2020-04 | 436.3 | 234.7 | 201.6
2020-07 | 415 | 253.1 | 161.8
2020-10 | 417.2 | 211.8 | 205.4
2021-01 | 431.1 | 215.2 | 215.8
2021-04 | 422.3 | 213.4 | 208.9
2021-07 | 402.9 | 221.4 | 181.4
2021-10 | 411.2 | 209 | 202.1
2022-01 | 416.4 | 204.6 | 211.7
2022-04 | 416.5 | 197.7 | 218.7
2022-07 | 409.2 | 188.3 | 220.9
2022-10 | 424.2 | 193.2 | 231
2023-01 | 423.8 | 206.2 | 217.6
2023-04 | 419.2 | 188.7 | 230.5
2023-07 | 415.9 | 181.9 | 234
2023-10 | 417.4 | 184.1 | 233.3
2024-01 | 420.1 | 187.5 | 232.5
2024-04 | 429.7 | 188.6 | 241.1
2024-07 | 415.1 | 180.8 | 234.3
2024-10 | 425.2 | 185 | 240.2
2025-01 | 426 | 188.7 | 237.2
2025-04 | 430.8 | 191.1 | 239.7
2025-07 | 423.1 | 181.5 | 241.6
2025-10 | 434.5 | 186.4 | 248.1
2026-01 | 434.3 | 191.5 | 242.7
2026-04 | 421.5 | 186.8 | 234.7