## Units
Notes
UNITS
NEM: MW by fuel. Pipeline by status: every unit in AEMO's Generation Information by its commitment status (in service, committed, anticipated, proposed, ...). Additions by year: not-yet-operating units by expected commercial use year. Closures by year: in-service units by expected closure year. Capacity outlook: in-service capacity, plus committed / anticipated / commissioning projects from their commercial use year, minus announced closures from their closure year (publicly announced projects not included).
NZ: MBIE EDGS 2024 Reference scenario, as published (generation GWh / capacity MW).
COVERAGE
NEM (QLD, NSW, VIC, SA, TAS). WA (WEM) and AEMO's ESOO/GSOO/ISP data are not included (AEMO's web pages refuse automated access).
SOURCE
AEMO NEM Generation Information: https://www.aemo.com.au/-/media/files/electricity/nem/planning_and_forecasting/generation_information/2026/nem-generation-information-july-2026.xlsx
MBIE Electricity Demand and Generation Scenarios (EDGS 2024) results: https://www.mbie.govt.nz/assets/Data-Files/Energy/electricity-demand-generation-scenarios-2024-results.xlsx

## Chart
Date | Hydro | Gas | Wind | Solar | Bioenergy | Battery storage | Pumped storage | Other
2025-01-01 | 0 | 0 | 252 | 93.5 | 0 | 0 | 0 | 0
2026-01-01 | 0 | 750 | 1930.4 | 1709.3 | 0 | 5277.6 | 0 | 22
2027-01-01 | 0 | 0 | 1368.6 | 2949.8 | 0 | 9342 | 250 | 29.3
2028-01-01 | 0 | 784.6 | 3475.9 | 8669 | 151 | 28224.4 | 2202 | 0
2029-01-01 | 0 | 1168 | 8167.5 | 6307.7 | 0 | 30127.6 | 0 | 396
2030-01-01 | 0 | 117 | 15291.5 | 6004.9 | 0 | 11789.2 | 0 | 0
2031-01-01 | 0 | 0 | 11186 | 5717 | 0 | 6785.1 | 0 | 0
2032-01-01 | 0 | 1285 | 15720.4 | 60.1 | 0 | 1277.7 | 1841 | 0
2033-01-01 | 0 | 220 | 750.2 | 0 | 0 | 0 | 1365 | 0
2034-01-01 | 250 | 0 | 2000 | 0 | 0 | 0 | 0 | 0
2035-01-01 | 0 | 2000 | 5381.4 | 516.3 | 0 | 0 | 2294 | 0
2036-01-01 | 0 | 0 | 0 | 0 | 0 | 0 | 4370 | 0
2038-01-01 | 0 | 0 | 1206 | 0 | 0 | 0 | 0 | 0
2040-01-01 | 0 | 0 | 0 | 0 | 0 | 800 | 0 | 0

## Chart - NEM closures by year
Date | Hydro | Gas | Wind | Solar | Coal | Bioenergy | Battery storage | Other
2026-01-01 | 0 | 205 | 0 | 0 | 0 | 0 | 0 | 0
2027-01-01 | 0 | 230 | 18.2 | 0 | 0 | 0 | 0 | 0
2028-01-01 | 0 | 757.5 | 0 | 0 | 1450 | 30 | 0 | 0
2029-01-01 | 0 | 0 | 0 | 0 | 4560 | 0 | 0 | 0
2030-01-01 | 0 | 250.1 | 126.5 | 0 | 0 | 0 | 30 | 0
2031-01-01 | 0 | 0 | 120.8 | 0 | 700 | 0 | 0 | 0
2032-01-01 | 5.8 | 41.5 | 21 | 0 | 0 | 0 | 0 | 0
2033-01-01 | 0 | 171.6 | 131.7 | 0 | 4035 | 0 | 65.6 | 0
2034-01-01 | 0 | 43 | 192 | 0 | 0 | 0 | 28.8 | 0
2035-01-01 | 5 | 55.6 | 217.4 | 0 | 2210 | 0 | 0 | 0
2036-01-01 | 39 | 583.4 | 251.1 | 0 | 700 | 0 | 61.2 | 0
2037-01-01 | 9.5 | 529 | 67.2 | 50 | 1150 | 0 | 0 | 0
2038-01-01 | 0 | 447.3 | 784 | 0 | 0 | 0 | 5 | 35
2039-01-01 | 0 | 1164.4 | 332.8 | 0 | 0 | 0 | 100 | 0
2040-01-01 | 0 | 437.3 | 411.3 | 0 | 1430 | 142.1 | 286.4 | 1
2041-01-01 | 0 | 0 | 190 | 118.5 | 0 | 0 | 310.7 | 0
2042-01-01 | 0 | 94 | 210.3 | 345.3 | 744 | 0 | 50 | 0
2043-01-01 | 0 | 420 | 1293.5 | 393.5 | 365 | 0 | 511 | 0
2044-01-01 | 1.8 | 386 | 1060.6 | 560.2 | 365 | 0 | 523.3 | 0
2045-01-01 | 0 | 135.9 | 1430.8 | 208.2 | 365 | 0 | 1128.9 | 0
2046-01-01 | 0 | 962 | 270 | 863 | 365 | 0 | 52 | 0
2047-01-01 | 0 | 0 | 426.2 | 209.4 | 1200 | 0 | 0 | 0
2048-01-01 | 0 | 0 | 776.2 | 756.1 | 0 | 0 | 651 | 0
2049-01-01 | 0 | 1449.8 | 1051.1 | 1596 | 0 | 0 | 20 | 0
2050-01-01 | 8.6 | 1488.8 | 533.2 | 953.8 | 0 | 0 | 758.9 | 1.2
2051-01-01 | 0 | 37.2 | 220.4 | 857.4 | 852 | 0 | 511.3 | 0
2052-01-01 | 0 | 584.5 | 519.2 | 205 | 0 | 0 | 0 | 0
2053-01-01 | 2.5 | 320 | 172.9 | 518 | 0 | 0 | 0 | 0
2054-01-01 | 0 | 0 | 372.6 | 677.8 | 0 | 0 | 0 | 0
2055-01-01 | 6.4 | 0 | 978.7 | 321.4 | 0 | 0 | 193 | 0
2056-01-01 | 0 | 0 | 102.4 | 314.4 | 0 | 0 | 150 | 0
2057-01-01 | 894.1 | 0 | 214.4 | 309.3 | 0 | 0 | 150 | 0
2058-01-01 | 0 | 29 | 0 | 619.3 | 0 | 0 | 0 | 0
2059-01-01 | 0 | 53 | 0 | 0 | 0 | 0 | 0 | 0
2060-01-01 | 34 | 33 | 0 | 349.6 | 0 | 0 | 0 | 0

## Chart - NEM capacity outlook
Date | Battery storage | Solar | Wind | Coal | Gas | Hydro | Pumped storage | Other
2026-01-01 | 11.274 | 13.721 | 15.072 | 21.335 | 12.997 | 7.21 | 0.817 | 0.217
2027-01-01 | 16.884 | 15.959 | 15.926 | 21.335 | 12.767 | 7.21 | 1.067 | 0.217
2028-01-01 | 24.63 | 19.277 | 16.729 | 19.885 | 12.409 | 7.21 | 3.269 | 0.187
2029-01-01 | 26.74 | 20.937 | 17.969 | 15.325 | 12.598 | 7.21 | 3.269 | 0.187
2030-01-01 | 27.759 | 20.937 | 20.85 | 15.325 | 12.465 | 7.21 | 3.269 | 0.187
2031-01-01 | 27.759 | 21.637 | 21.029 | 14.625 | 12.465 | 7.21 | 3.269 | 0.187
2032-01-01 | 27.759 | 21.637 | 21.008 | 14.625 | 12.423 | 7.204 | 3.269 | 0.187
2033-01-01 | 27.694 | 21.637 | 20.877 | 10.59 | 12.251 | 7.204 | 3.269 | 0.187
2034-01-01 | 27.665 | 21.637 | 20.685 | 10.59 | 12.208 | 7.204 | 3.269 | 0.187
2035-01-01 | 27.665 | 21.637 | 20.467 | 8.38 | 12.153 | 7.199 | 5.267 | 0.187
2036-01-01 | 27.604 | 21.637 | 20.216 | 7.68 | 11.569 | 7.16 | 5.267 | 0.187
2037-01-01 | 27.604 | 21.587 | 20.149 | 6.53 | 11.04 | 7.151 | 5.267 | 0.187
2038-01-01 | 27.599 | 21.587 | 19.365 | 6.53 | 10.593 | 7.151 | 5.267 | 0.152
2039-01-01 | 27.499 | 21.587 | 19.032 | 6.53 | 9.429 | 7.151 | 5.267 | 0.152
2040-01-01 | 27.212 | 21.587 | 18.621 | 5.1 | 8.992 | 7.151 | 5.267 | 0.008

## Chart - NZ new build (GEM)
Date | Solar | Wind | Natural gas fired OCGT peaker | Geothermal | Open cycle gas turbine | Demand side response | Hydro run of river | Other
2024-01-01 | 307 | 176 |  | 203.4
2025-01-01 |  | 100 |  |  |  | 185
2026-01-01 | 150
2027-01-01 | 180 | 126.5
2028-01-01 |  | 195.5 | 15.1
2029-01-01 |  | 349.7 | 25
2030-01-01 |  | 255.1 | [5 empty] | 10
2031-01-01 | 100 | 190.1 |  | 46 |  | 8.2 |  | 24.1
2032-01-01 | 100 | 170.2 | 23.9 |  |  | 30.2 |  | 10.9
2033-01-01 | 76 | 46.5 | 18 | 22 |  | 66.1 | 32.6
2034-01-01 | 69 | 127.2 |  | 41.3 |  | 68.1 | 35.9
2035-01-01 |  | 68.7 |  | 100.4 |  | 27.8 |  | 10
2036-01-01 | 395.7 | 146.9 | 61.4 | 2.3 |  | 94.4
2037-01-01 | 95 | 312.2 | 197.9 | 160 |  |  | 188.5 | 46.4
2038-01-01 | 615 | 242.2 | 142.8
2039-01-01 | 371.4 | 168.4 | 115.7 |  |  | 31 |  | 16.6
2040-01-01 |  | 93.5 | 61.3 | 100 |  | 0.5 | 37.6
2041-01-01 |  | 64.4 | 38.7 | 47.7 | 45.8 |  | 82.4
2042-01-01 |  | 154.7 |  | 2.3 | 87.8 |  | 52
2043-01-01 | 53 | 102.4 |  |  | 74 |  | 58
2044-01-01 | 65.3 | 206.8 |  |  | 61.9 |  | 48.4
2045-01-01 | 255 | 66.3 | 87.8
2046-01-01 | 233 | 64.1 | 12.2 |  | 68.4 |  | 0.6
2047-01-01 |  | 32 |  | 32 | 22.1 |  | 20.6
2048-01-01 |  | 30.2 |  | 6.7 |  |  | 73.8
2049-01-01 |  | 23.5 |  |  |  |  | 65.2
2050-01-01 |  | 22.2 |  | 25 |  |  | 4.3

## Chart - NZ capacity
Date | Hydro | Wind | Natural gas | Solar | Geothermal | Coal | Demand side response | Other
1990-01-01 | 4760.2 | 0 | 913.5 | 0 | 269 | 1210 |  | 804.7
1991-01-01 | 4760.2 | 0 | 913.5 | 0 | 269 | 1000 |  | 808.1
1992-01-01 | 5192.2 | 0 | 913.5 | 0 | 269 | 1000 |  | 568.2
1993-01-01 | 5192.2 | 0.2 | 913.5 | 0 | 269 | 1000 |  | 568.2
1994-01-01 | 5192.2 | 0.2 | 913.5 | 0 | 273 | 1000 |  | 569.2
1995-01-01 | 5192.2 | 0.2 | 913.5 | 0 | 273 | 1000 |  | 576.6
1996-01-01 | 5192.2 | 4.1 | 913.5 | 0 | 256 | 1000 |  | 324
1997-01-01 | 5192.2 | 4.1 | 820 | 0 | 326 | 1000 |  | 104.3
1998-01-01 | 5192.2 | 4.1 | 837 | 0 | 336 | 1000 |  | 104.3
1999-01-01 | 5199.2 | 35.8 | 1177 | 0 | 361 | 1000 |  | 99.3
2000-01-01 | 5202.2 | 35.8 | 1177 | 0 | 373 | 1000 |  | 104.7
2001-01-01 | 5202.2 | 35.8 | 1177 | 0 | 373 | 1000 |  | 104.7
2002-01-01 | 5364.8 | 53.4 | 1521.1 | 0 | 371.8 | 1120.1 |  | 138.4
2003-01-01 | 5365.2 | 72.2 | 1511.2 | 0 | 381.8 | 1120.1 |  | 145.8
2004-01-01 | 5366.3 | 165.5 | 1551.2 | 0 | 381.8 | 1120.1 |  | 307.7
2005-01-01 | 5366.7 | 168 | 1488.7 | 0 | 437.2 | 1120.1 |  | 322.8
2006-01-01 | 5366.5 | 169 | 1499.6 | 0 | 437.2 | 1120.1 |  | 324.3
2007-01-01 | 5367 | 320 | 1875.6 | 2.7 | 456.2 | 1120.1 |  | 327.9
2008-01-01 | 5389.6 | 321.5 | 1662.6 | 2.8 | 577.7 | 1120.1 |  | 329.8
2009-01-01 | 5337.6 | 512.9 | 1519.9 | 2.9 | 617.3 | 1120.1 |  | 324.8
2010-01-01 | 5332.2 | 540.4 | 1535.2 | 3.1 | 741.7 | 1120.1 |  | 326.3
2011-01-01 | 5407.2 | 623.1 | 1735.2 | 3.3 | 741.7 | 1120.1 |  | 337.2
2012-01-01 | 5421.2 | 623.1 | 1835.2 | 3.9 | 767.7 | 870.1 |  | 345.3
2013-01-01 | 5435.2 | 623.1 | 1835.2 | 9.1 | 839.9 | 620.1 |  | 343.1
2014-01-01 | 5435.1 | 682.5 | 1837.2 | 23.5 | 965.9 | 620.1 |  | 347
2015-01-01 | 5435.1 | 689 | 1457.2 | 43.8 | 989.7 | 620.1 |  | 348
2016-01-01 | 5435.1 | 690 | 1287.2 | 63 | 984.9 | 620.1 |  | 344.3
2017-01-01 | 5435.1 | 690 | 1287.2 | 89.6 | 984.9 | 620.1 |  | 347.8
2018-01-01 | 5435.1 | 690 | 1287.2 | 106.6 | 1008.9 | 620.1 |  | 350.8
2019-01-01 | 5443.1 | 690 | 1287.2 | 130.8 | 1008.9 | 620.1 |  | 350.8
2020-01-01 | 5442.5 | 690 | 1389.1 | 162.1 | 1043 | 620.1 |  | 352.7
2021-01-01 | 5442.5 | 913 | 1389.1 | 207.6 | 1043 | 620.1 |  | 352.7
2022-01-01 | 5679.7 | 994.2 | 1405.3 | 286.1 | 1050.1 | 370.1 |  | 352.7
2023-01-01 | 5679.7 | 1037.2 | 1405.3 | 424 | 1050.1 | 370.1 |  | 354.1
2024-01-01 | 5464.3 | 1612.3 | 1477.6 | 862.5 | 1307.3 | 520 |  | 351.8
2025-01-01 | 5465.8 | 1718.4 | 1097.5 | 932.3 | 1307.3 | 519.9 | 185 | 351.2
2026-01-01 | 5467.2 | 1724.5 | 1097.4 | 1151.2 | 1307.3 | 519.9 | 185 | 350.6
2027-01-01 | 5468.7 | 1857.2 | 1097.3 | 1395.3 | 1307.3 | 519.8 | 185 | 350.1
2028-01-01 | 5470.2 | 1968.2 | 1112.3 | 1450.4 | 1307.3 | 519.7 | 185 | 349.5
2029-01-01 | 5471.7 | 2324.4 | 1086.4 | 1492.6 | 1307.3 | 519.6 | 185 | 349
2030-01-01 | 5473.3 | 2586.1 | 1086.3 | 1518.1 | 1307.3 | 519.6 | 185 | 358.4
2031-01-01 | 5498.9 | 2782.8 | 1086.2 | 1644.7 | 1236.3 | 519.5 | 193.2 | 357.8
2032-01-01 | 5511.4 | 2817.1 | 1110 | 1772.2 | 1236.3 | 519.4 | 223.4 | 357.3
2033-01-01 | 5545.5 | 2870.5 | 1128 | 1876.7 | 1258.3 | 519.3 | 289.5 | 356.8
2034-01-01 | 5583 | 2940.3 | 1127.9 | 1975.4 | 1299.6 | 519.3 | 357.6 | 356.3
2035-01-01 | 5584.7 | 2980 | 1127.8 | 2006.2 | 1400 | 519.2 | 385.4 | 365.7
2036-01-01 | 5586.3 | 3134.2 | 1189.2 | 2433.8 | 1402.3 | 519.1 | 479.8 | 356.3
2037-01-01 | 5822.8 | 3453.7 | 984 | 2561.9 | 1562.3 | 519 | 479.8 | 355.7
2038-01-01 | 5824.5 | 3703.3 | 1126.7 | 3211.2 | 1562.3 | 519 | 479.8 | 355.2
2039-01-01 | 5842.7 | 3879.2 | 1242.4 | 3618.2 | 1562.3 | 518.9 | 510.9 | 354.7
2040-01-01 | 5882 | 3920.4 | 1303.6 | 3655.3 | 1662.3 | 518.8 | 511.4 | 354.3
2041-01-01 | 5966.1 | 3992.5 | 1388 | 3693.7 | 1710 | 518.8 | 511.4 | 353.7
2042-01-01 | 6019.8 | 4155.1 | 1475.7 | 3733.6 | 1712.3 | 518.7 | 511.4 | 353.3
2043-01-01 | 6079.6 | 4265.6 | 1549.6 | 3828 | 1712.3 | 518.6 | 511.4 | 352.8
2044-01-01 | 6129.8 | 4356 | 1611.4 | 3936.3 | 1712.3 | 518.6 | 511.4 | 352.4
2045-01-01 | 6131.6 | 4430.5 | 1699.1 | 4235.9 | 1712.3 | 518.5 | 511.4 | 351.8
2046-01-01 | 6133.9 | 4502.9 | 1779.6 | 4515.2 | 1712.3 | 518.4 | 511.4 | 351.4
2047-01-01 | 6156.3 | 4543.5 | 1801.7 | 4563.3 | 1744.3 | 518.4 | 511.4 | 351
2048-01-01 | 6232 | 4582.4 | 1801.6 | 4613.2 | 1751 | 518.3 | 511.4 | 350.5
2049-01-01 | 6299 | 4614.7 | 1801.5 | 4665 | 1751 | 518.2 | 511.4 | 350.1
2050-01-01 | 6305.2 | 4645.8 | 1801.4 | 4718.8 | 1776 | 518.2 | 511.4 | 349.7

## Chart - NZ generation
Date | Hydro | Geothermal | Wind | Natural gas | Solar | Coal | Wood | Other
1990-01-01 | 22953.4 | 2010.9 | 0 | 5335.5 |  | 620.5 | 663.6 | 202.7
1991-01-01 | 22665.5 | 2158 | 0 | 6561.4 |  | 450.7 | 656.3 | 237.7
1992-01-01 | 20881.7 | 2131 | 0.7 | 7005.5 |  | 1170.6 | 629.2 | 410.4
1993-01-01 | 23258 | 2247 | 1 | 6542.6 |  | 695.8 | 654.6 | 277.3
1994-01-01 | 25578.7 | 2101 | 1 | 5117.1 |  | 646.6 | 657.6 | 245.1
1995-01-01 | 27259.4 | 2038.9 | 1 | 4489.5 |  | 841.7 | 662.2 | 282.8
1996-01-01 | 25921.1 | 2038.4 | 8.2 | 6182.6 |  | 876.3 | 619.6 | 223.4
1997-01-01 | 23025.6 | 2130.4 | 13.5 | 8775.1 |  | 1534.7 | 624.4 | 202.1
1998-01-01 | 25066.1 | 2385.5 | 21.8 | 7074.2 |  | 1365.3 | 620.3 | 200.4
1999-01-01 | 22690.3 | 2635.8 | 38.6 | 8927.4 |  | 1678.2 | 626.6 | 178.8
2000-01-01 | 24190.6 | 2756 | 119 | 8828.7 |  | 1445.2 | 695 | 165.5
2001-01-01 | 21464.4 | 2677.8 | 137.6 | 11361.9 |  | 1979.6 | 574.6 | 148.1
2002-01-01 | 24624.3 | 2654.7 | 153.9 | 8723.1 | 0 | 1925.9 | 413 | 224
2003-01-01 | 23386.6 | 2594.6 | 145.1 | 8145 | 0 | 3700.6 | 350.8 | 270.9
2004-01-01 | 26967.7 | 2631.1 | 357.9 | 5851.5 | 0 | 4464.4 | 408 | 291.6
2005-01-01 | 23094.3 | 2980.6 | 608.2 | 7879 | 0 | 5471.1 | 446.4 | 269.5
2006-01-01 | 23337.5 | 3177.3 | 616 | 8377.8 | 0 | 5166.8 | 472.6 | 311.9
2007-01-01 | 23404.1 | 3353.7 | 920.6 | 10228.5 | 3.4 | 2953.9 | 481.3 | 264.7
2008-01-01 | 22123.9 | 3966.1 | 1047.9 | 8936.7 | 3.4 | 4515.5 | 479.6 | 382.5
2009-01-01 | 23975.3 | 4589.3 | 1461.7 | 7847.6 | 3.6 | 3081.7 | 499.1 | 277.3
2010-01-01 | 24479.2 | 5558.6 | 1619.9 | 9017.5 | 3.8 | 1928.9 | 502.2 | 276.8
2011-01-01 | 24859.6 | 5884.1 | 1936.5 | 7804.3 | 4.1 | 2027.9 | 488.2 | 266.6
2012-01-01 | 22667.7 | 6083.6 | 2057.2 | 8236.4 | 4.8 | 3317.5 | 532.8 | 249.7
2013-01-01 | 22798.8 | 6448.7 | 2000.5 | 8069.1 | 6.6 | 2237.2 | 547.9 | 250.3
2014-01-01 | 24074.9 | 7195.1 | 2188.8 | 6546.6 | 18.6 | 1831.3 | 522.1 | 278.3
2015-01-01 | 24284.6 | 7748.6 | 2340.5 | 6361.1 | 36.4 | 1753 | 518.8 | 294.4
2016-01-01 | 25675.7 | 7737.9 | 2317.4 | 5337.8 | 56.1 | 979.5 | 496.1 | 318.8
2017-01-01 | 24924.1 | 7779.1 | 2070.1 | 6527 | 76.3 | 1133.1 | 485.1 | 316.3
2018-01-01 | 25992 | 7729.3 | 2047.3 | 5286.9 | 99.6 | 1479.4 | 462.8 | 321.7
2019-01-01 | 25342.7 | 7793.4 | 2233.1 | 5413 | 126.5 | 2118.1 | 472.4 | 316.3
2020-01-01 | 24023.9 | 7833.6 | 2282.2 | 5933.5 | 159.4 | 2158.9 | 459.6 | 324
2021-01-01 | 23992.4 | 7968.3 | 2616.3 | 4650.7 | 210 | 3020.2 | 483.2 | 334.2
2022-01-01 | 26013.4 | 8032.7 | 2836.9 | 4310.5 | 285.1 | 1253.9 | 438.8 | 312
2023-01-01 | 26309.7 | 7758.1 | 3196.2 | 4090.7 | 376.8 | 1032 | 408.2 | 312.3
2024-01-01 | 22885 | 10356.7 | 2968.9 | 4954.4 | 822.9 | 1123.3 | 405.1 | 311.8
2025-01-01 | 24056.7 | 10356.7 | 4328.4 | 3097.5 | 1130.8 | 1123.4 | 402.1 | 312.4
2026-01-01 | 24103.7 | 10356.7 | 4648 | 3245.4 | 1500.9 | 1123.4 | 399.2 | 313
2027-01-01 | 24126.3 | 10356.7 | 5365.9 | 3429.3 | 1960.6 | 1123.4 | 396.2 | 313.6
2028-01-01 | 24098.1 | 10356.7 | 6090.5 | 3318.8 | 2023.8 | 1123.5 | 393.3 | 314.3
2029-01-01 | 24139.6 | 10356.7 | 7427.7 | 3110.7 | 2084.7 | 1123.5 | 390.4 | 314.9
2030-01-01 | 24143.4 | 10356.7 | 8369.8 | 3125.2 | 2115.6 | 870.9 | 387.5 | 332.9
2031-01-01 | 24267.8 | 9586.7 | 9558.8 | 3166.7 | 2402.6 | 903.6 | 384.6 | 337.4
2032-01-01 | 24326.8 | 9626.2 | 9946.1 | 3248.3 | 2646.1 | 959.8 | 381.8 | 341.5
2033-01-01 | 24562.2 | 9765.6 | 10202.1 | 3274.5 | 2844.2 | 980.8 | 379 | 344.9
2034-01-01 | 24820.9 | 9963.3 | 10537.4 | 3267.9 | 3001.7 | 994.7 | 376.2 | 342.7
2035-01-01 | 24827.9 | 10460.8 | 11012.4 | 3267 | 3040.8 | 1021.8 | 373.4 | 367.8
2036-01-01 | 24835 | 10470 | 11262.9 | 3276.6 | 3874.4 | 1044.1 | 370.6 | 370.3
2037-01-01 | 26282.9 | 11666.5 | 11701.1 | 1095.6 | 4097.3 | 1092.6 | 367.9 | 376.3
2038-01-01 | 26290.2 | 11589.3 | 11949.7 | 892.2 | 5219.3 | 1197.6 | 365.2 | 377
2039-01-01 | 26376.6 | 11696.5 | 12207.8 | 923.4 | 5917.2 | 1204.3 | 362.5 | 386.6
2040-01-01 | 26563.3 | 12410.7 | 12453.5 | 923.9 | 5964.3 | 1205.1 | 359.8 | 378.1
2041-01-01 | 26964.4 | 12812.3 | 12677.5 | 926.3 | 6013.1 | 1205.1 | 357.1 | 378.4
2042-01-01 | 27220.3 | 13148.1 | 12871.4 | 944.9 | 6063.8 | 1250.8 | 354.5 | 406.2
2043-01-01 | 27505.1 | 13270 | 13042.8 | 969.9 | 6212.2 | 1314.6 | 351.9 | 407
2044-01-01 | 27744.1 | 13347.7 | 13188.4 | 987.8 | 6377.9 | 1355.4 | 349.3 | 407.7
2045-01-01 | 27751.9 | 13347.4 | 13323.5 | 1007.7 | 6846.7 | 1358 | 346.7 | 408.3
2046-01-01 | 27762.4 | 13346.7 | 13449.9 | 1026.5 | 7276.1 | 1360.9 | 344.1 | 409
2047-01-01 | 27849 | 13624.1 | 13567.7 | 1050.8 | 7337.2 | 1360.6 | 341.6 | 409.8
2048-01-01 | 28138.8 | 13679.8 | 13681 | 1070.2 | 7400.6 | 1360.6 | 339 | 410.2
2049-01-01 | 28395.6 | 13679.7 | 13772.9 | 1072.9 | 7466.4 | 1361.7 | 336.5 | 410.8
2050-01-01 | 28420.2 | 13887.8 | 13859.5 | 1091.8 | 7534.7 | 1362.6 | 334 | 411.6

## NEM pipeline by status
Status | Hydro | Gas | Wind | Solar | Coal | Bioenergy | Battery storage | Pumped storage | Other
Announced Withdrawal | 0 | 1138 | 0 | 0 | 6010 | 0 | 0 | 0 | 0
Anticipated | 0 | 706 | 4841 | 6140 | 0 | 0 | 12609 | 1998 | 0
Committed | 0 | 6 | 1425 | 1356 | 0 | 0 | 5501 | 2452 | 0
Committed* | 0 | 0 | 205 | 970 | 0 | 0 | 1924 | 0 | 0
In Commissioning | 0 | 750 | 2182 | 1707 | 0 | 0 | 1809 | 0 | 0
In Service | 7210 | 11308 | 12642 | 11463 | 15325 | 180 | 5947 | 817 | 37
Publicly Announced | 450 | 8061 | 112396 | 53229 | 0 | 227 | 147524 | 15014 | 7072
Withdrawn | 0 | 0 | 0 | 0 | 0 | 0 | 0 | 0 | 3

## NEM additions by year
Year | Hydro | Gas | Wind | Solar | Bioenergy | Battery storage | Pumped storage | Other
2025-01-01 | 0 | 0 | 252 | 93.5 | 0 | 0 | 0 | 0
2026-01-01 | 0 | 750 | 1930.4 | 1709.3 | 0 | 5277.6 | 0 | 22
2027-01-01 | 0 | 0 | 1368.6 | 2949.8 | 0 | 9342 | 250 | 29.3
2028-01-01 | 0 | 784.6 | 3475.9 | 8669 | 151 | 28224.4 | 2202 | 0
2029-01-01 | 0 | 1168 | 8167.5 | 6307.7 | 0 | 30127.6 | 0 | 396
2030-01-01 | 0 | 117 | 15291.5 | 6004.9 | 0 | 11789.2 | 0 | 0
2031-01-01 | 0 | 0 | 11186 | 5717 | 0 | 6785.1 | 0 | 0
2032-01-01 | 0 | 1285 | 15720.4 | 60.1 | 0 | 1277.7 | 1841 | 0
2033-01-01 | 0 | 220 | 750.2 | 0 | 0 | 0 | 1365 | 0
2034-01-01 | 250 | 0 | 2000 | 0 | 0 | 0 | 0 | 0
2035-01-01 | 0 | 2000 | 5381.4 | 516.3 | 0 | 0 | 2294 | 0
2036-01-01 | 0 | 0 | 0 | 0 | 0 | 0 | 4370 | 0
2038-01-01 | 0 | 0 | 1206 | 0 | 0 | 0 | 0 | 0
2040-01-01 | 0 | 0 | 0 | 0 | 0 | 800 | 0 | 0

## NEM closures by year
Year | Hydro | Gas | Wind | Solar | Coal | Bioenergy | Battery storage | Other
2026-01-01 | 0 | 205 | 0 | 0 | 0 | 0 | 0 | 0
2027-01-01 | 0 | 230 | 18.2 | 0 | 0 | 0 | 0 | 0
2028-01-01 | 0 | 757.5 | 0 | 0 | 1450 | 30 | 0 | 0
2029-01-01 | 0 | 0 | 0 | 0 | 4560 | 0 | 0 | 0
2030-01-01 | 0 | 250.1 | 126.5 | 0 | 0 | 0 | 30 | 0
2031-01-01 | 0 | 0 | 120.8 | 0 | 700 | 0 | 0 | 0
2032-01-01 | 5.8 | 41.5 | 21 | 0 | 0 | 0 | 0 | 0
2033-01-01 | 0 | 171.6 | 131.7 | 0 | 4035 | 0 | 65.6 | 0
2034-01-01 | 0 | 43 | 192 | 0 | 0 | 0 | 28.8 | 0
2035-01-01 | 5 | 55.6 | 217.4 | 0 | 2210 | 0 | 0 | 0
2036-01-01 | 39 | 583.4 | 251.1 | 0 | 700 | 0 | 61.2 | 0
2037-01-01 | 9.5 | 529 | 67.2 | 50 | 1150 | 0 | 0 | 0
2038-01-01 | 0 | 447.3 | 784 | 0 | 0 | 0 | 5 | 35
2039-01-01 | 0 | 1164.4 | 332.8 | 0 | 0 | 0 | 100 | 0
2040-01-01 | 0 | 437.3 | 411.3 | 0 | 1430 | 142.1 | 286.4 | 1
2041-01-01 | 0 | 0 | 190 | 118.5 | 0 | 0 | 310.7 | 0
2042-01-01 | 0 | 94 | 210.3 | 345.3 | 744 | 0 | 50 | 0
2043-01-01 | 0 | 420 | 1293.5 | 393.5 | 365 | 0 | 511 | 0
2044-01-01 | 1.8 | 386 | 1060.6 | 560.2 | 365 | 0 | 523.3 | 0
2045-01-01 | 0 | 135.9 | 1430.8 | 208.2 | 365 | 0 | 1128.9 | 0
2046-01-01 | 0 | 962 | 270 | 863 | 365 | 0 | 52 | 0
2047-01-01 | 0 | 0 | 426.2 | 209.4 | 1200 | 0 | 0 | 0
2048-01-01 | 0 | 0 | 776.2 | 756.1 | 0 | 0 | 651 | 0
2049-01-01 | 0 | 1449.8 | 1051.1 | 1596 | 0 | 0 | 20 | 0
2050-01-01 | 8.6 | 1488.8 | 533.2 | 953.8 | 0 | 0 | 758.9 | 1.2
2051-01-01 | 0 | 37.2 | 220.4 | 857.4 | 852 | 0 | 511.3 | 0
2052-01-01 | 0 | 584.5 | 519.2 | 205 | 0 | 0 | 0 | 0
2053-01-01 | 2.5 | 320 | 172.9 | 518 | 0 | 0 | 0 | 0
2054-01-01 | 0 | 0 | 372.6 | 677.8 | 0 | 0 | 0 | 0
2055-01-01 | 6.4 | 0 | 978.7 | 321.4 | 0 | 0 | 193 | 0
2056-01-01 | 0 | 0 | 102.4 | 314.4 | 0 | 0 | 150 | 0
2057-01-01 | 894.1 | 0 | 214.4 | 309.3 | 0 | 0 | 150 | 0
2058-01-01 | 0 | 29 | 0 | 619.3 | 0 | 0 | 0 | 0
2059-01-01 | 0 | 53 | 0 | 0 | 0 | 0 | 0 | 0
2060-01-01 | 34 | 33 | 0 | 349.6 | 0 | 0 | 0 | 0

## NEM capacity outlook
Year | Hydro | Gas | Wind | Solar | Coal | Bioenergy | Battery storage | Pumped storage | Other
2026-01-01 | 7210 | 12997 | 15072 | 13721 | 21335 | 180 | 11274 | 817 | 37
2027-01-01 | 7210 | 12767 | 15926 | 15959 | 21335 | 180 | 16884 | 1067 | 37
2028-01-01 | 7210 | 12409 | 16729 | 19277 | 19885 | 150 | 24630 | 3269 | 37
2029-01-01 | 7210 | 12598 | 17969 | 20937 | 15325 | 150 | 26740 | 3269 | 37
2030-01-01 | 7210 | 12465 | 20850 | 20937 | 15325 | 150 | 27759 | 3269 | 37
2031-01-01 | 7210 | 12465 | 21029 | 21637 | 14625 | 150 | 27759 | 3269 | 37
2032-01-01 | 7204 | 12423 | 21008 | 21637 | 14625 | 150 | 27759 | 3269 | 37
2033-01-01 | 7204 | 12251 | 20877 | 21637 | 10590 | 150 | 27694 | 3269 | 37
2034-01-01 | 7204 | 12208 | 20685 | 21637 | 10590 | 150 | 27665 | 3269 | 37
2035-01-01 | 7199 | 12153 | 20467 | 21637 | 8380 | 150 | 27665 | 5267 | 37
2036-01-01 | 7160 | 11569 | 20216 | 21637 | 7680 | 150 | 27604 | 5267 | 37
2037-01-01 | 7151 | 11040 | 20149 | 21587 | 6530 | 150 | 27604 | 5267 | 37
2038-01-01 | 7151 | 10593 | 19365 | 21587 | 6530 | 150 | 27599 | 5267 | 2
2039-01-01 | 7151 | 9429 | 19032 | 21587 | 6530 | 150 | 27499 | 5267 | 2
2040-01-01 | 7151 | 8992 | 18621 | 21587 | 5100 | 7 | 27212 | 5267 | 1

## NEM units
Site Name | Site Owner | Region | Commitment Status | Technology Type | Technology Detail | Fuel | MW | Full Commercial Use Date | Expected Closure Year
Abermain BESS | Firm Power P/L | QLD1 | Publicly Announced | Battery Storage | Lithium-ion | Battery storage | 127.38 | 2029-12-28 | 2049
ACT BESS | Berrybank 2 Asset Pty Ltd as Trustee for Berrybank 2 Asset Trust | NSW1 | In Service | Battery Storage | Lithium-ion | Battery storage | 10 |  | 2033
Adelaide Desalination Plant | South Australian Water Corporation | SA1 | In Service | Battery Storage | Lithium-ion | Battery storage | 6.3 |  | 2041
Adelaide Desalination Plant | South Australian Water Corporation | SA1 | In Service | Hydro | Run of River | Hydro | 1.44 |  | 2050
Adelaide Desalination Plant | South Australian Water Corporation | SA1 | In Service | Solar PV | Fixed | Solar | 13.75 |  | 2041
Adelaide Desalination Plant | South Australian Water Corporation | SA1 | In Service | Solar PV | Fixed | Solar | 11 |  | 2041
Alberton Wind Farm | Synergy Wind Pty Ltd | VIC1 | Publicly Announced | Wind | Onshore | Wind | 122.4
Albury Mill BESS - KCI | VISY PULP AND PAPER PTY. LTD. | NSW1 | Publicly Announced | Battery Storage | Lithium-ion | Battery storage | 350
Aldoga BESS | Acciona Energy Australia Global | QLD1 | Publicly Announced | Battery Storage | Lithium-ion | Battery storage | 400 | 2030-12-31 | 2055
Aldoga Solar Farm | Acciona Energy Australia Global Pty Ltd | QLD1 | In Service | Solar PV | Single Axis Tracking | Solar | 387.79 | 2025-09-29 | 2051
Alligator Creek BESS | Alligator Creek BESS Pty Ltd | QLD1 | Publicly Announced | Battery Storage | Lithium-ion | Battery storage | 120
Angaston | Snowy Hydro Ltd | SA1 | In Service | Gas Turbine | OCGT | Gas | 30.8 |  | 2070
Angaston | Snowy Hydro Ltd | SA1 | In Service | Gas Turbine | OCGT | Gas | 15.4 |  | 2070
Appin | EDL CSM NSW Pty Ltd | NSW1 | In Service | Other | Other | Gas | 55.62 |  | 2036
Apsley BESS Project | BW Ess Australia Pty Ltd | NSW1 | Publicly Announced | Battery Storage | Lithium-ion | Battery storage | 120
Aquila Wind | ACEN Australia Pty Ltd | NSW1 | Publicly Announced | Wind | Onshore | Wind | 201.6 | 2032-12-01 | 2080
Aramara Solar Farm | Aramara Solar Pty Ltd | QLD1 | Anticipated | Solar PV | Single Axis Tracking | Solar | 132 | 2028-06-15 | 2054
Ararat Wind Farm | Ararat Wind Farm Pty Ltd | VIC1 | In Service | Wind | Onshore | Wind | 240 |  | 2047
Ardandra Solar Farm And BESS | Ardandra SF Pty Ltd as trustee for Ardandra SF Trust | QLD1 | Publicly Announced | Battery Storage | Lithium-ion | Battery storage | 75.02 | 2029-05-18 | 2059
Ardandra Solar Farm And BESS | Ardandra SF Pty Ltd as trustee for Ardandra SF Trust | QLD1 | Publicly Announced | Solar PV | Single Axis Tracking | Solar | 96.88 | 2029-05-18 | 2059
Argoon Wind Farm (RES Group) - KCI | Argoon Wind Farm Project Co Pty Ltd as trustee of the Argoon Wind Farm Project Trust | NSW1 | Publicly Announced | Wind | Onshore | Wind | 763.2 |  | 2060
Argyle Solar Farm | Argyle Solar Farm Pty Ltd | NSW1 | Publicly Announced | Solar PV | Single Axis Tracking | Solar | 59.8
Armidale BESS | Armidale BESS Project Pty Ltd | NSW1 | Publicly Announced | Battery Storage | Lithium-ion | Battery storage | 150 | 2028-03-31 | 2046
Armidale BESS | Elgin Energy Pty Ltd | NSW1 | Publicly Announced | Battery Storage | Lithium-ion | Battery storage | 200 | 2028-01-01 | 2070
Armidale East BESS | FRV Services Australia | NSW1 | Anticipated | Battery Storage | Lithium-ion | Battery storage | 382.66 | 2030-08-30 | 2060
Arthur's Hill Energy Park - KCI | Pacific Green Energy Parks Developments Pty Ltd | NSW1 | Publicly Announced | Battery Storage | Lithium-ion | Battery storage | 500 |  | 2068
Ashleigh Park BESS - KCI | Ashleigh Park Beef Pty Ltd | NSW1 | Publicly Announced | Battery Storage | Lithium-ion | Battery storage | 300
Augusta BESS | Augusta BESS Pty Ltd | SA1 | Publicly Announced | Battery Storage | Lithium-ion | Battery storage | 269.76 | 2029-04-23 | 2049
Aurora Solar Energy Project - Phase 1 | SiliconAurora | SA1 | Publicly Announced | Battery Storage | Lithium-ion | Battery storage | 140 |  | 2052
Australia Plains Solar Farm | Gree | SA1 | Publicly Announced | Solar PV | Single Axis Tracking | Solar | 200
Avonlie Solar Farm | Iberdrola Australia Limited | NSW1 | In Service | Solar PV | Single Axis Tracking | Solar | 254.1 |  | 2058
Awaba BESS | firmpower_NR | NSW1 | Publicly Announced | Battery Storage | Lithium-ion | Battery storage | 54.04 | 2028-12-22 | 2047
Axedale Solar Farm and Battery Energy Storage System | FRV Services Australia | VIC1 | Anticipated | Battery Storage | Lithium-ion | Battery storage | 49.92 | 2028-08-31 | 2058
Axedale Solar Farm and Battery Energy Storage System | FRV Services Australia | VIC1 | Anticipated | Solar PV | Single Axis Tracking | Solar | 139.86 | 2028-08-31 | 2058
Bairnsdale | Alinta DEBO | VIC1 | In Service | Gas Turbine | OCGT | Gas | 47 |  | 2042
Bairnsdale | Alinta DEBO | VIC1 | In Service | Gas Turbine | OCGT | Gas | 47 |  | 2042
Bairnsdale BESS | Bison Energy | VIC1 | Publicly Announced | Battery Storage | Lithium-ion | Battery storage | 65
Baking Board Solar Farm Chinchilla | Chinchilla Solar Pty Ltd | QLD1 | In Service | Solar PV | Single Axis Tracking | Solar | 14.7 |  | 2044
Bald Hills Wind Farm | Bald Hills Wind Farm Pty Ltd | VIC1 | In Service | Wind | Onshore | Wind | 106.6 |  | 2040
Baldon Wind Farm | Baldon Wind Farm Pty Ltd | NSW1 | Publicly Announced | Wind | Onshore | Wind | 360 | 2029-06-30 | 2064
Baldon Wind Farm Stage 2 | Baldon Wind Farm Pty Ltd | NSW1 | Publicly Announced | Wind | Onshore | Wind | 1040 | 2029-07-28 | 2064
Baldon Wind Farm Stage 2 - BESS | Baldon Wind Farm Pty Ltd | NSW1 | Publicly Announced | Battery Storage | Lithium-ion | Battery storage | 500 | 2030-07-27 | 2064
Ballarat Base Hospital Plant | Ballarat Health Services | VIC1 | In Service | Gas Turbine | Other | Gas | 1.6 |  | 2033
Ballarat Energy Storage System | Ausnet Transmission Group Pty Ltd | VIC1 | In Service | Battery Storage | Lithium-ion | Battery storage | 30.09 |  | 2033
Banana Range Wind Farm | Orange Creek Energy Pty Ltd | QLD1 | Publicly Announced | Wind | Onshore | Wind | 273 | 2029-12-31 | 2059
Bango 973 Wind Farm | BWF Nominees Pty Ltd as trustee for the BWF Trust | NSW1 | In Service | Wind | Onshore | Wind | 159 |  | 2045
Bango 999 Wind Farm | BWF Nominees Pty Ltd as trustee for the BWF Trust | NSW1 | In Service | Wind | Onshore | Wind | 84.8 |  | 2045
Banimboola | AGL Hydro Partnership | VIC1 | In Service | Hydro | Dam | Hydro | 10 |  | 2057
Banimboola | AGL Hydro Partnership | VIC1 | In Service | Hydro | Dam | Hydro | 2.2 |  | 2057
Banksia Solar Farm | Venn Energy Pty / Banksia Solar Project Pty Ltd | QLD1 | Committed* | Solar PV | Single Axis Tracking | Solar | 70.4 | 2027-12-16 | 2057
Bannaby BESS | BW ESS Australia Pty Ltd | NSW1 | Publicly Announced | Battery Storage | Lithium-ion | Battery storage | 700
Bannerton Solar Park | Foresight Solar Australia Pty Ltd | VIC1 | In Service | Solar PV | Single Axis Tracking | Solar | 100 |  | 2049
Baranduda Electrical Energy Reserve | Birdwood Energy Reserve Pty Ltd (ACN 658 507 441) as Trustee for Birdwood Energy Reserve Trust | VIC1 | Anticipated | Battery Storage | Lithium-ion | Battery storage | 544.36 | 2028-09-28 | 2058
Barcaldine Power Station | Ergon Energy Queensland Pty Ltd | QLD1 | In Service | Gas Turbine | OCGT | Gas | 37 |  | 2035
Barcaldine Remote Community Solar Farm | Barcaldine Remote Community Solar Farm Pty Ltd | QLD1 | In Service | Solar PV | Single Axis Tracking | Solar | 20 |  | 2049
Barker Inlet Power Station | AGL Barker Inlet Pty Ltd | SA1 | In Service | Gas Turbine | Other | Gas | 210 |  | 2044
Barker Inlet Power Station 2 | AGL Energy Limited | SA1 | Publicly Announced | Gas Turbine | OCGT | Gas | 280
Barn Hill | Barn HIll Wind Farm Pty Ltd | SA1 | Publicly Announced | Wind | Onshore | Wind | 186
Barn Hill BESS | AGL Energy Limited | SA1 | Publicly Announced | Battery Storage | Lithium-ion | Battery storage | 270
Barnawartha North Peaking Generation Facility | BARNAWARTHA NORTH ENERGY PTY LTD | VIC1 | Publicly Announced | Other | Other | Other | 8.2 | 2027-09-30 | 2052
Barnawartha Solar and Energy Storage | Barnawartha Solar Pty Ltd | VIC1 | Publicly Announced | Battery Storage | Lithium-ion | Battery storage | 64.02
Barnawartha Solar and Energy Storage | Barnawartha Solar Pty Ltd | VIC1 | Publicly Announced | Solar PV | Single Axis Tracking | Solar | 64.02
Baroota Pumped Hydro Project | ACEN Renewables | SA1 | Publicly Announced | Hydro | Dam | Hydro | 250 | 2034-12-01 | 2072
Barron Gorge | CleanCo Queensland Limited | QLD1 | In Service | Hydro | Run of River | Hydro | 35 |  | 2063
Barron Gorge | CleanCo Queensland Limited | QLD1 | In Service | Hydro | Run of River | Hydro | 35 |  | 2063
Barwon Solar Farm and BESS | Elgin Energy Pty Ltd | VIC1 | Publicly Announced | Solar PV | Single Axis Tracking | Solar | 250 | 2028-12-01 | 2060
Barwon Solar Farm and BESS | Elgin Energy Pty Ltd | VIC1 | Publicly Announced | Battery Storage | Lithium-ion | Battery storage | 250 | 2028-12-01 | 2060
Bashan 1 Wind Farm | Goldwind Australia | TAS1 | Publicly Announced | Wind | Onshore | Wind | 460.2 | 2030-07-01 | 2060
Bass Offshore Wind Energy Project | Nexsphere Pty Ltd | TAS1 | Publicly Announced | Wind | Offshore - fixed | Wind | 500
Bastyan | Hydro-Electric Corporation | TAS1 | In Service | Hydro | Dam | Hydro | 79.9 |  | 2100
Battery of the Nation - Stage 2b | Hydro Tasmania | TAS1 | Publicly Announced | Hydro | Pumped Hydro | Pumped storage | 750
Battery of the Nation - Stage 3b | Hydro Tasmania | TAS1 | Publicly Announced | Hydro | Pumped Hydro | Pumped storage | 750
Bawurra BESS | StorEnergy 1 Pty Ltd | QLD1 | Publicly Announced | Battery Storage | Lithium-ion | Battery storage | 550.16 | 2029-01-31 | 2057
Bayswater | AGL Macquarie Pty Limited | NSW1 | In Service | Coal | Black Coal | Coal | 660 |  | 2033
Bayswater | AGL Macquarie Pty Limited | NSW1 | In Service | Coal | Black Coal | Coal | 685 |  | 2033
Bayswater | AGL Macquarie Pty Limited | NSW1 | In Service | Coal | Black Coal | Coal | 685 |  | 2033
Bayswater | AGL Macquarie Pty Limited | NSW1 | In Service | Coal | Black Coal | Coal | 685 |  | 2033
Beebo Battary - KCI | BEEBO SOLAR FARM PTY LTD as Trustee For BEEBO SOLAR FARM UNIT TRUST | QLD1 | Publicly Announced | Battery Storage | Lithium-ion | Battery storage | 585.2
Beebo Solar Farm - KCI | BEEBO SOLAR FARM PTY LTD as Trustee For BEEBO SOLAR FARM UNIT TRUST | QLD1 | Publicly Announced | Solar PV | Fixed | Solar | 528
Belah BESS | Eku Energy Projects (Australia) Pty Ltd as trustee for the Eku Energy Projects Australia Trust | QLD1 | Publicly Announced | Battery Storage | Lithium-ion | Battery storage | 460.8 | 2029-09-30 | 2050
Belhaven Renewable Project | Vena Energy Services (Australia) Pty Ltd | NSW1 | Publicly Announced | Battery Storage | Lithium-ion | Battery storage | 400 | 2029-10-31 | 2050
Belhaven Renewable Project | Vena Energy Services (Australia) Pty Ltd | NSW1 | Publicly Announced | Solar PV | Fixed | Solar | 166.11
Bell Bay BESS | Equis Energy (Australia) Projects (Ngumi 6) Pty Ltd as trustee for the Equis Energy(Australia) Ngumi 6 Asset Trust | TAS1 | Publicly Announced | Battery Storage | Lithium-ion | Battery storage | 108.08 | 2030-01-01 | 2060
Bell Bay Three | AETV Pty Ltd | TAS1 | In Service | Gas Turbine | OCGT | Gas | 40 |  | 2040
Bell Bay Three | AETV Pty Ltd | TAS1 | In Service | Gas Turbine | OCGT | Gas | 40 |  | 2040
Bell Bay Three | AETV Pty Ltd | TAS1 | In Service | Gas Turbine | OCGT | Gas | 40 |  | 2040
Bellambi Heights Renewables Project | Vena Energy | NSW1 | Committed | Battery Storage | Lithium-ion | Battery storage | 408 | 2027-07-31 | 2047
Bellbay Wind Farm | The Trustee for Equis Wind (Australia) LHWF2 Asset Trust | TAS1 | Publicly Announced | Wind | Onshore | Wind | 227.92 | 2030-01-01 | 2060
Ben Bullen Wind Farm | Alinta Energy | NSW1 | Publicly Announced | Wind | Onshore | Wind | 460.8 | 2032-01-31 | 2067
Ben Bullen Wind Farm | Alinta Energy | NSW1 | Publicly Announced | Battery Storage | Lithium-ion | Battery storage | 200 | 2032-01-31 | 2067
Bendemeer Renewable Energy Hub - Solar And BESS | Athena Energy Australia (Holdings) Pty Ltd | NSW1 | Publicly Announced | Battery Storage | Lithium-ion | Battery storage | 150
Bendemeer Renewable Energy Hub - Solar And BESS | Athena Energy Australia (Holdings) Pty Ltd | NSW1 | Publicly Announced | Solar PV | Single Axis Tracking | Solar | 200
Bendemeer Renewable Energy Hub - Wind | Athena Energy Australia (Holdings) Pty Ltd | NSW1 | Publicly Announced | Wind | Onshore | Wind | 380
Bendenine | Wind Prospect PL | NSW1 | Publicly Announced | Wind | Onshore | Wind | 720 | 2030-07-01 | 2070
Bendenine | Wind Prospect PL | NSW1 | Publicly Announced | Battery Storage | Lithium-ion | Battery storage | 552 | 2030-07-01 | 2070
Bendigo BESS | Pacific Blue | VIC1 | Publicly Announced | Battery Storage | Lithium-ion | Battery storage | 257.6 | 2029-06-01 | 2050
Bennetts Creek BESS | Bennetts Creek Energy Project Pty Ltd in its capacity as Trustee for the Bennetts Creek Energy Project Trust | VIC1 | Committed | Battery Storage | Lithium-ion | Battery storage | 176.4 | 2028-03-30 | 2048
Beresfield BESS | firmpower_NR | NSW1 | Anticipated | Battery Storage | Lithium-ion | Battery storage | 181.42 | 2027-12-18 | 2048
Berrybank BESS - Storage - KCI | Global Power Generation Australia Pty Ltd | VIC1 | Publicly Announced | Battery Storage | Lithium-ion | Battery storage | 300 | 2029-12-31 | 2050
Berrybank Wind Farm | Berrbank Development Pty ltd | VIC1 | In Service | Wind | Onshore | Wind | 180.6 |  | 2051
Berrybank Wind Farm | Berrbank Development Pty ltd | VIC1 | In Service | Wind | Onshore | Wind | 109.2 |  | 2052
Beryl BESS | Ratch-Australia Corporation | NSW1 | Publicly Announced | Battery Storage | Lithium-ion | Battery storage | 151.2 | 2028-12-30 | 2058
Beryl Solar Farm | FS NSW Project No 1 AT Pty Ltd as trustee of FS NSW Project No 1 Asset Trust | NSW1 | In Service | Solar PV | Single Axis Tracking | Solar | 98.4 |  | 2049
BESS Finley | BESS Finley P/L | NSW1 | Publicly Announced | Battery Storage | Lithium-ion | Battery storage | 100
Big G Pumped Hydro Project | BE Power | QLD1 | Publicly Announced | Hydro | Pumped Hydro | Pumped storage | 600 | 2032-12-31 | 2112
Birriwa BESS | ACEN RENEWABLES | NSW1 | Publicly Announced | Battery Storage | Lithium-ion | Battery storage | 230 | 2031-03-07 | 2080
Birriwa BESS | ACEN RENEWABLES | NSW1 | Publicly Announced | Battery Storage | Lithium-ion | Battery storage | 230 | 2031-03-07 | 2080
Birriwa Hybrid | ACEN RENEWABLES | NSW1 | Publicly Announced | Solar PV | Fixed | Solar | 600 | 2029-11-08 | 2080
Birriwa Hybrid | ACEN RENEWABLES | NSW1 | Publicly Announced | Battery Storage | Lithium-ion | Battery storage | 600 | 2029-11-08 | 2080
Black River BESS - KCI | Enervest Operations Pty Ltd | QLD1 | Publicly Announced | Battery Storage | Lithium-ion | Battery storage | 200
Blackstone BESS | FIrm Power P/L | QLD1 | Anticipated | Battery Storage | Lithium-ion | Battery storage | 266.34 | 2028-12-22 | 2048
Blackstone BESS 2 - KCI | FIrm Power P/L | QLD1 | Anticipated | Battery Storage | Lithium-ion | Battery storage | 266.34 | 2028-12-22 | 2048
Blacktop BESS | Aquila Capital | SA1 | Anticipated | Battery Storage | Lithium-ion | Battery storage | 168 | 2029-06-30 | 2059
Blackwater Hybrid System | Blackwater Project Nominees Pty Ltd as trustee for the Blackwater Project Trust | QLD1 | Publicly Announced | Battery Storage | Lithium-ion | Battery storage | 199.92 | 2030-10-06 | 2062
Blackwater Hybrid System | Blackwater Project Nominees Pty Ltd as trustee for the Blackwater Project Trust | QLD1 | Publicly Announced | Solar PV | Single Axis Tracking | Solar | 170 | 2030-10-06 | 2062
Blair Athol Solar Power Station | TerraCom Ltd | QLD1 | Publicly Announced | Solar PV | Fixed | Solar | 60
Blanche BESS - KCI | Blanche BESS Pty Ltd as trustee for Blanche BESS Trust | SA1 | Publicly Announced | Battery Storage | Lithium-ion | Battery storage | 128
Blenheim BESS - KCI | EE AUSTRALIA PTY LTD | QLD1 | Publicly Announced | Battery Storage | Lithium-ion | Battery storage | 29.25
Blenheim Solar Farm - KCI | EE AUSTRALIA PTY LTD | QLD1 | Publicly Announced | Solar PV | Fixed | Solar | 106
Blind Creek Solar Farm and Battery Energy Storage System | Ms BCSF Holdings Pty Ltd as trustee for the Blind Creek Solar Farm Trust | NSW1 | Committed* | Battery Storage | Lithium-ion | Battery storage | 245.7 | 2028-07-10 | 2053
Blind Creek Solar Farm and Battery Energy Storage System | Ms BCSF Holdings Pty Ltd as trustee for the Blind Creek Solar Farm Trust | NSW1 | Committed* | Solar PV | Single Axis Tracking | Solar | 299.7 | 2028-07-10 | 2053
Blowering | Snowy Hydro Ltd | NSW1 | In Service | Hydro | Dam | Hydro | 80 |  | 2070
Blue Grass BESS | X-Elio Australia Pty Ltd | QLD1 | Publicly Announced | Battery Storage | Lithium-ion | Battery storage | 60
Blue Mackerel North Off Shore Wind Farm | Arup Australia Pty Ltd | VIC1 | Publicly Announced | Wind | Offshore - fixed | Wind | 1819
Bluegrass Solar Farm | X-Elio Australia Pty Ltd | QLD1 | In Service | Solar PV | Single Axis Tracking | Solar | 148 | 2023-06-30 | 2057
Blyth BESS | Blyth Battery P/L as trustee for Blyth Battery Trust | SA1 | In Service | Battery Storage | Lithium-ion | Battery storage | 200.32 |  | 2044
Boags Creek Solar Power Station | Edify Energy Pty Ltd | NSW1 | Publicly Announced | Solar PV | Single Axis Tracking | Solar | 1
Boags Creek Solar Power Station | Edify Energy Pty Ltd | NSW1 | Publicly Announced | Battery Storage | Lithium-ion | Battery storage | 1
Boco Rock Wind Farm | Tilt Renewables Australia Pty Ltd | NSW1 | In Service | Wind | Onshore | Wind | 98.6 |  | 2040
Boco Rock Wind Farm | Tilt Renewables Australia Pty Ltd | NSW1 | In Service | Wind | Onshore | Wind | 14.4 |  | 2040
Boco Rock Wind Farm | Tilt Renewables Australia Pty Ltd | NSW1 | Publicly Announced | Wind | Onshore | Wind | 79.5 |  | 2046
Bodangora Wind Farm | Bodangora Wind Farm Pty Ltd | NSW1 | In Service | Wind | Onshore | Wind | 113.19 |  | 2049
Bogandilla Wind Farm | RES Australia Pty Ltd | QLD1 | Publicly Announced | Wind | Onshore | Wind | 663 |  | 2060
Bogong / Mackay | AGL Hydro Partnership | VIC1 | In Service | Hydro | Dam | Hydro | 70 |  | 2057
Bogong / Mackay | AGL Hydro Partnership | VIC1 | In Service | Hydro | Dam | Hydro | 70 |  | 2057
Bogong / Mackay | AGL Hydro Partnership | VIC1 | In Service | Hydro | Dam | Hydro | 26.67 |  | 2057
Bogong / Mackay | AGL Hydro Partnership | VIC1 | In Service | Hydro | Dam | Hydro | 26.67 |  | 2057
Bogong / Mackay | AGL Hydro Partnership | VIC1 | In Service | Hydro | Dam | Hydro | 26.67 |  | 2057
Bogong / Mackay | AGL Hydro Partnership | VIC1 | In Service | Hydro | Dam | Hydro | 26.67 |  | 2057
Bogong / Mackay | AGL Hydro Partnership | VIC1 | In Service | Hydro | Dam | Hydro | 26.67 |  | 2057
Bogong / Mackay | AGL Hydro Partnership | VIC1 | In Service | Hydro | Dam | Hydro | 26.67 |  | 2057
Boiling Down BESS | Hanwha Energy Australia Pty Ltd | NSW1 | Publicly Announced | Battery Storage | Lithium-ion | Battery storage | 260
Bolivar Power Station | Iberdrola Australia Energy Markets Pty Limited | SA1 | In Service | Gas Turbine | OCGT | Gas | 32.1 |  | 2045
Bolivar Power Station | Iberdrola Australia Energy Markets Pty Limited | SA1 | In Service | Gas Turbine | OCGT | Gas | 32.1 |  | 2045
Bolivar Power Station | Iberdrola Australia Energy Markets Pty Limited | SA1 | In Service | Gas Turbine | OCGT | Gas | 32.1 |  | 2045
Bolivar Power Station | Iberdrola Australia Energy Markets Pty Limited | SA1 | In Service | Gas Turbine | OCGT | Gas | 32.1 |  | 2045
Bolivar Waste Water Treatment | South Australian Water Corporation | SA1 | In Service | Battery Storage | Lithium-ion | Battery storage | 2.52 |  | 2045
Bolivar Waste Water Treatment | South Australian Water Corporation | SA1 | In Service | Solar PV | Fixed | Solar | 8.25 |  | 2041
Bolivar Waste Water Treatment | South Australian Water Corporation | SA1 | In Service | Gas Turbine | OCGT | Gas | 7.5 |  | 2045
Bomen Solar Farm | Spark Infrastructure Holdings No. 6 Pty Limited | NSW1 | In Service | Solar PV | Single Axis Tracking | Solar | 121 |  | 2050
Bonnie Brae Hybrid Plant | Barathrum Energy Pty Ltd | NSW1 | Publicly Announced | Battery Storage | Lithium-ion | Battery storage | 70
Bonshaw Solar Farm | GAIA Australia Pty Ltd | NSW1 | Publicly Announced | Solar PV | Single Axis Tracking | Solar | 100 | 2027-05-31 | 2053
Bookaar Solar Farm | Bookaar Renewables Pty ltd | VIC1 | Publicly Announced | Solar PV | Fixed | Solar | 230
Bookham WF and BESS | Bookham Wind Farm Pty Ltd | NSW1 | Publicly Announced | Battery Storage | Lithium-ion | Battery storage | 400 | 2031-07-01 | 2049
Bookham WF and BESS | Bookham Wind Farm Pty Ltd | NSW1 | Publicly Announced | Wind | Onshore | Wind | 480 | 2032-01-01 | 2060
Boomber Green Energy Hub | Boomer Green Energy Hub Pty Ltd (a subsidiary of the Ark Energy Group) | QLD1 | Publicly Announced | Wind | Onshore | Wind | 1185.6
Boomer Green Energy Hub | ARK Energy Corporation Pty Ltd | QLD1 | Publicly Announced | Other | Other | Other | 800
Boort Wind Farm | feraaustralia_nr | VIC1 | Publicly Announced | Wind | Onshore | Wind | 1000 | 2031-09-30 | 2065
Borambola Hybrid - KCI | British Solar Renewables Pty Ltd | NSW1 | Publicly Announced | Solar PV | Single Axis Tracking | Solar | 100 | 2031-08-01 | 2061
Borambola Hybrid - KCI | British Solar Renewables Pty Ltd | NSW1 | Publicly Announced | Battery Storage | Lithium-ion | Battery storage | 123.6 | 2031-08-01 | 2051
Boree Solar Project | Venn Energy Pty Ltd | NSW1 | Publicly Announced | Solar PV | Single Axis Tracking | Solar | 180.4 | 2029-12-25 | 2059
Boro Hybrid Solar Farm and BESS | SAMSUNG C&amp;amp;T RENEWABLE ENERGY AUSTRALIA PTY LTD | NSW1 | Publicly Announced | Solar PV | Single Axis Tracking | Solar | 193.2 | 2029-10-31 | 2059
Boro Hybrid Solar Farm and BESS | SAMSUNG C&amp;amp;T RENEWABLE ENERGY AUSTRALIA PTY LTD | NSW1 | Publicly Announced | Battery Storage | Lithium-ion | Battery storage | 361.2 | 2029-10-31 | 2059
Borumba | Queensland Hydro | QLD1 | Anticipated | Hydro | Pumped Hydro | Pumped storage | 1998 | 2035-07-31 | 2134
Boulder Creek Wind Farm | Boulder Creek Wind Farm Pty Ltd as trustee for BCWF Unit Trust and BCWF 2 Pty Limited | QLD1 | Committed | Wind | Onshore | Wind | 221.16 | 2027-12-31 | 2067
Bouldercombe Battery project | Genex Power Limited | QLD1 | In Service | Battery Storage | Lithium-ion | Battery storage | 50 |  | 2042
Bouldercombe Battery project - Stage 2 - KCI | Genex Power Limited | QLD1 | Publicly Announced | Battery Storage | Lithium-ion | Battery storage | 50 | 2029-12-31
Boulka Park BESS | The Trustee for X-ELIO BOULKA PARK TRUST | VIC1 | Publicly Announced | Battery Storage | Lithium-ion | Battery storage | 250
Boulka Park Solar Farm | The Trustee for X-ELIO BOULKA PARK TRUST | VIC1 | Publicly Announced | Solar PV | Single Axis Tracking | Solar | 100
Bowen Basin Sun Farm - KCI | Bowen Basin Sun Farm Pty Ltd | QLD1 | Publicly Announced | Solar PV | Fixed | Solar | 130
Bowmans Creek BESS | Ark Energy | NSW1 | Publicly Announced | Battery Storage | Lithium-ion | Battery storage | 250
Bowmans Creek Wind Farm | ARK Energy Corporation Pty Ltd | NSW1 | Publicly Announced | Wind | Onshore | Wind | 346.64
Bowning Hybrid Plant | BSR EPC Pty Ltd | NSW1 | Publicly Announced | Solar PV | Fixed | Solar | 90
Bowning Hybrid Plant | BSR EPC Pty Ltd | NSW1 | Publicly Announced | Battery Storage | Lithium-ion | Battery storage | 100
Braemar | Braemar Power Project Pty Ltd | QLD1 | In Service | Gas Turbine | OCGT | Gas | 188 |  | 2046
Braemar | Braemar Power Project Pty Ltd | QLD1 | In Service | Gas Turbine | OCGT | Gas | 188 |  | 2046
Braemar | Braemar Power Project Pty Ltd | QLD1 | In Service | Gas Turbine | OCGT | Gas | 188 |  | 2046
Braemar 2 Power Station | Arrow Braemar 2 Pty Ltd and Arrow Southern Generation Pty Ltd T/A NewGen Braemar 2 Partnership | QLD1 | In Service | Gas Turbine | OCGT | Gas | 165 |  | 2049
Braemar 2 Power Station | Arrow Braemar 2 Pty Ltd and Arrow Southern Generation Pty Ltd T/A NewGen Braemar 2 Partnership | QLD1 | In Service | Gas Turbine | OCGT | Gas | 165 |  | 2049
Braemar 2 Power Station | Arrow Braemar 2 Pty Ltd and Arrow Southern Generation Pty Ltd T/A NewGen Braemar 2 Partnership | QLD1 | In Service | Gas Turbine | OCGT | Gas | 165 |  | 2049
Braemar BESS | Braemar Power Project Pty Ltd | QLD1 | Publicly Announced | Battery Storage | Lithium-ion | Battery storage | 500 | 2030-06-30 | 2050
Bremer Battery 1 | Libra Energy Pty Ltd | QLD1 | Publicly Announced | Battery Storage | Lithium-ion | Battery storage | 212
Bremer Battery 2 | Libra Energy Pty Ltd | QLD1 | Publicly Announced | Battery Storage | Lithium-ion | Battery storage | 212
Bremer Battery 3 | Libra Energy Pty Ltd | QLD1 | Publicly Announced | Battery Storage | Lithium-ion | Battery storage | 212
Bremer Battery 4 | Libra Energy Pty Ltd | QLD1 | Publicly Announced | Battery Storage | Lithium-ion | Battery storage | 212
Brendale BESS | Brendale Battery ProjectCo Pty Lt | QLD1 | In Service | Battery Storage | Lithium-ion | Battery storage | 204.96 | 2026-01-15 | 2066
Brewongle Solar Farm | Edify Energy Pty Ltd | NSW1 | Publicly Announced | Solar PV | Other | Solar | 100
Bridle Track Solar Project | ACEN Renewables | SA1 | Publicly Announced | Solar PV | Single Axis Tracking | Solar | 300 |  | 2051
Brigalow GT (Kogan Creek GT) | CSE H2 Pty Ltd | QLD1 | Anticipated | Gas Turbine | OCGT | Gas | 399.6 | 2028-12-31 | 2059
Brinkworth BESS | Brinkworth Solar Farm Pty Ltd | SA1 | Anticipated | Battery Storage | Lithium-ion | Battery storage | 250.2 | 2029-05-03 | 2050
Broadsound Solar Farm | Broadsound Solar Farm Pty Ltd | QLD1 | In Commissioning | Solar PV | Single Axis Tracking | Solar | 368 | 2026-08-31 | 2056
Broadsound_BESS | Broadsound Solar Farm Pty Ltd | QLD1 | Committed | Battery Storage | Lithium-ion | Battery storage | 240 | 2026-07-20 | 2056
Broadwater | Cape Byron Management PTY LTD | NSW1 | In Service | Gas Turbine | Steam Turbine | Gas | 38 |  | 2038
Broken Hill BESS | MACQGEN | NSW1 | In Service | Battery Storage | Lithium-ion | Battery storage | 60.28 |  | 2043
Broken Hill GT | Transgrid | NSW1 | In Service | Gas Turbine | OCGT | Gas | 50 |  | 2027
Broken Hill Solar Plant | PARF Company 6 Pty Limited | NSW1 | In Service | Solar PV | Fixed | Solar | 53.2 |  | 2043
Brooklyn LFG U1-3 | EDL LFG Vic Pty Ltd | VIC1 | Withdrawn | Other | Other | Other | 2.83 |  | 2050
Brown Mountain Hydro Power Station | Cochrane Dam Pty Ltd | NSW1 | In Service | Hydro | Dam | Hydro | 5
Browns Plains | EDL LFG (Qld) Pty Ltd | QLD1 | In Service | Other | Other | Other | 1.03 |  | 2040
Browns Plains | EDL LFG (Qld) Pty Ltd | QLD1 | In Service | Other | Other | Other | 1.15 |  | 2050
Brushy Creek Solar Farm and BESS - KCI | British Solar Renewables Pty Ltd | NSW1 | Publicly Announced | Solar PV | Fixed | Solar | 300
Brushy Creek Solar Farm and BESS - KCI | British Solar Renewables Pty Ltd | NSW1 | Publicly Announced | Battery Storage | Lithium-ion | Battery storage | 400
Bulabul BESS 1 | WEBESS01 ProjectCo Pty Ltd as trustee for WEBESS01 Project Trust | NSW1 | Committed | Battery Storage | Lithium-ion | Battery storage | 300 | 2027-04-12 | 2065
Bulabul BESS 2 | WEBESS02 ProjectCo Pty Ltd as trustee for the WEBESS02 Project Trust | NSW1 | Publicly Announced | Battery Storage | Lithium-ion | Battery storage | 100 | 2028-04-03 | 2065
Bulgana Green Power Hub - BESS | Bulgana Wind Farm Pty Ltd | VIC1 | In Service | Battery Storage | Lithium-ion | Battery storage | 20 |  | 2049
Bulgana Green Power Hub - Wind Farm | Storenergy | VIC1 | In Service | Wind | Onshore | Wind | 200.75 |  | 2049
Bullawah Wind Farm – Stage 1 | Bullawah Wind Farm Pty Ltd | NSW1 | Publicly Announced | Wind | Onshore | Wind | 312 | 2029-12-09 | 2057
Bullawah Wind Farm Stage 2 | Bullawah Wind Farm Stage 2 Pty Ltd | NSW1 | Publicly Announced | Wind | Onshore | Wind | 276 | 2029-02-13 | 2064
Bulli Creek Battery | Genex Power Limited | QLD1 | Publicly Announced | Battery Storage | Lithium-ion | Battery storage | 600 | 2028-12-31 | 2050
Bulli Creek BESS (Trina) | Bulli Creek Hybrid Nominee Pty Ltd on behalf of Bulli Creek Hybrid Trust | QLD1 | Publicly Announced | Battery Storage | Lithium-ion | Battery storage | 800 | 2028-12-01 | 2059
Bulli Creek Solar Farm | Genex Power Limited | QLD1 | Publicly Announced | Solar PV | Single Axis Tracking | Solar | 774.88 | 2030-12-31 | 2060
Bulli Creek Solar Farm (Trina) | Bulli Creek Hybrid Nominee Pty Ltd on behalf of Bulli Creek Hybrid Trust | QLD1 | Publicly Announced | Solar PV | Single Axis Tracking | Solar | 550 | 2028-12-01 | 2059
Bullyard Solar Farm | EE Solar 9 Pty Ltd as trustee for the EE Solar 9 Trust | QLD1 | Anticipated | Solar PV | Single Axis Tracking | Solar | 97 | 2027-04-30 | 2057
Bundaberg Renewable Energy Park | Bundaberg Renewable Energy Park | QLD1 | Publicly Announced | Battery Storage | Lithium-ion | Battery storage | 500
Bundaberg Solar Farm | Bundaberg Development Pty Ltd | QLD1 | In Commissioning | Solar PV | Single Axis Tracking | Solar | 78 | 2026-06-26 | 2055
Bundey BESS and Solar Project | Genaspi Energy Group Pty Ltd | SA1 | Publicly Announced | Battery Storage | Lithium-ion | Battery storage | 300
Bundey BESS and Solar Project | Genaspi Energy Group Pty Ltd | SA1 | Publicly Announced | Battery Storage | Lithium-ion | Battery storage | 300
Bundey BESS and Solar Project | Genaspi Energy Group Pty Ltd | SA1 | Publicly Announced | Battery Storage | Lithium-ion | Battery storage | 600
Bundey BESS and Solar Project | Genaspi Energy Group Pty Ltd | SA1 | Publicly Announced | Solar PV | Fixed | Solar | 475
Bungaban Solar Farm - KCI |  | QLD1 | Publicly Announced | Solar PV | Fixed | Solar | 500
Bungaban Wind Farm | Windlab Developments Pty Ltd | QLD1 | Anticipated | Wind | Onshore | Wind | 1155 | 2030-03-30 | 2070
Bungaban Wind Farm | Windlab Developments Pty Ltd | QLD1 | Anticipated | Battery Storage | Lithium-ion | Battery storage | 344.08 | 2030-03-30 | 2060
Bungala One Solar Farm | Bungala One Operations Pty Ltd as trustee for the Bungala One Operations Trust | SA1 | In Service | Solar PV | Single Axis Tracking | Solar | 135 |  | 2044
Bungala Two Solar Farm | Potentia Energy Pty Ltd | SA1 | In Service | Solar PV | Single Axis Tracking | Solar | 135 |  | 2044
Bungama Solar | Bungama Project (Solar) Operations Pty Ltd | SA1 | Publicly Announced | Solar PV | Single Axis Tracking | Solar | 279.72 | 2030-08-31 | 2060
Bungama Solar | Bungama Project (Solar) Operations Pty Ltd | SA1 | In Service | Battery Storage | Lithium-ion | Battery storage | 150 | 2026-05-31 | 2056
Bungama Solar | Bungama Project (Solar) Operations Pty Ltd | SA1 | Publicly Announced | Battery Storage | Lithium-ion | Battery storage | 100 | 2028-10-01 | 2058
Bungama West BESS | Bungama Bess Trust | SA1 | Publicly Announced | Battery Storage | Lithium-ion | Battery storage | 200 | 2028-12-31 | 2058
Bunkers Hill Pumped Hydro | Pacific Hydro | QLD1 | Publicly Announced | Hydro | Pumped Hydro | Pumped storage | 296 | 2035-01-12 | 2085
Bunkers Hill Wind Farm | Pacific Hydro | QLD1 | Publicly Announced | Wind | Onshore | Wind | 499.2 | 2035-12-01 | 2055
Bunyip North Battery Energy Storage System | Bunyip North Project Co Pty Ltd as trustee for Bunyip North Project Trust | VIC1 | Publicly Announced | Battery Storage | Lithium-ion | Battery storage | 399.6 | 2029-04-02 | 2049
Burdekin BESS | BURDEKIN SOLAR FARM PTY LTD ATF BURDEKIN GENESIS PROJECT TRUST | QLD1 | Publicly Announced | Battery Storage | Lithium-ion | Battery storage | 500.4 | 2028-09-01 | 2058
Burdekin Solar Farm - KCI | BURDEKIN SOLAR FARM PTY LTD ATF BURDEKIN GENESIS PROJECT TRUST | QLD1 | Publicly Announced | Solar PV | Single Axis Tracking | Solar | 500.4 | 2031-12-28 | 2062
Burgmanns BESS | Burgmanns BESS Pty Ltd | NSW1 | Publicly Announced | Battery Storage | Lithium-ion | Battery storage | 199.98 | 2029-12-31 | 2050
Buronga BESS - Storage - KCI | BESS Clyde North Pty Ltd | NSW1 | Publicly Announced | Battery Storage | Lithium-ion | Battery storage | 300
Burrenbring Wind Farm | Iberdrola Australia Development Pty Limited | QLD1 | Publicly Announced | Wind | Onshore | Wind | 360
Burrendong | AGL Hydro Partnership | NSW1 | In Service | Hydro | Dam | Hydro | 19 |  | 2036
Burrendong Wind Farm | ARK Energy Corporation Pty Ltd | NSW1 | Publicly Announced | Wind | Onshore | Wind | 434
Burrinjuck | GSP Energy Pty Ltd | NSW1 | In Service | Hydro | Dam | Hydro | 7 |  | 2060
Burrinjuck | GSP Energy Pty Ltd | NSW1 | In Service | Hydro | Dam | Hydro | 7 |  | 2060
Burrinjuck | GSP Energy Pty Ltd | NSW1 | In Service | Hydro | Dam | Hydro | 20 |  | 2060
Burroway BESS | Edify Energy Pty Ltd | NSW1 | Publicly Announced | Battery Storage | Lithium-ion | Battery storage | 100
Burroway Energy Hub | TagEnergy Australia Pty Ltd | NSW1 | Publicly Announced | Wind | Onshore | Wind | 241.8 | 2029-03-01 | 2059
Burroway Energy Hub | TagEnergy Australia Pty Ltd | NSW1 | Publicly Announced | Battery Storage | Lithium-ion | Battery storage | 100.8 | 2029-03-01 | 2059
Butlers Gorge | Hydro-Electric Corporation | TAS1 | In Service | Hydro | Dam | Hydro | 12.2 |  | 2100
Butlers Gorge | Hydro-Electric Corporation | TAS1 | In Service | Hydro | Dam | Hydro | 2.2 |  | 2100
Byellee BESS | Eku Energy Projects (Australia) Pty Ltd as trustee for the Eku Energy Projects (Australia) Trust | QLD1 | Publicly Announced | Battery Storage | Lithium-ion | Battery storage | 439 | 2029-06-30 | 2049
Calala BESS A1 | Equis Energy (Australia) Projects (Ngumi 4) Pty Ltd as trustee for the Equis Energy (Australia) Ngumi 4 Holding Trust (ABN 14 157 167 633) | NSW1 | Committed | Battery Storage | Lithium-ion | Battery storage | 108.08 | 2026-12-31 | 2052
Calala BESS A2 | Equis Energy (Australia) Projects (Ngumi 4) Pty Ltd as trustee for the Equis Energy (Australia) Ngumi 4 Asset Trust ABN: 80 353 224 86 | NSW1 | Committed | Battery Storage | Lithium-ion | Battery storage | 158.26 | 2026-12-31 | 2052
Callide B | CS Energy | QLD1 | In Service | Coal | Black Coal | Coal | 350 |  | 2031
Callide B | CS Energy | QLD1 | In Service | Coal | Black Coal | Coal | 350 |  | 2031
Callide C | Joint Venture; Callide Energy Pty Ltd and IG Power (Callide) Ltd. | QLD1 | In Service | Coal | Black Coal | Coal | 424 |  | 2200
Callide C | Joint Venture; Callide Energy Pty Ltd and IG Power (Callide) Ltd. | QLD1 | In Service | Coal | Black Coal | Coal | 420 |  | 2200
Callide Energy Hub - KCI | CSE BESS P/L | QLD1 | Publicly Announced | Battery Storage | Lithium-ion | Battery storage | 200
Callide Gas Peaker - KCI | CSE H2 Pty Ltd | QLD1 | Publicly Announced | Other | Other | Other | 750
Callide Power Station Solar Farm | Edify Energy Pty Ltd | QLD1 | Publicly Announced | Solar PV | Fixed | Solar | 200
Callide Solar Power Station BESS | Edify Energy Pty Ltd | QLD1 | Publicly Announced | Battery Storage | Lithium-ion | Battery storage | 210
Callide Wind Farm | DP Green Energy Pty Limited | QLD1 | Publicly Announced | Wind | Onshore | Wind | 421.6 | 2029-12-01 | 2060
Calvale LDES BESS | Released Energy Pty Ltd | QLD1 | Publicly Announced | Battery Storage | Lithium-ion | Battery storage | 450
Campbells Forest Solar Farm | Risen Energy Australia | VIC1 | Publicly Announced | Solar PV | Single Axis Tracking | Solar | 205 | 2028-12-31 | 2058
Camperdown BESS | Camperdown BESS Pty Ltd | VIC1 | Publicly Announced | Battery Storage | Lithium-ion | Battery storage | 82.8 | 2028-06-30 | 2052
Canunda | Canunda Power Pty Ltd | SA1 | In Service | Wind | Onshore | Wind | 46 |  | 2035
Canyonleigh BESS | X-Elio Australia Pty Ltd | NSW1 | Publicly Announced | Battery Storage | Lithium-ion | Battery storage | 300
Capital 2 Wind Farm | Capital Wind Farm 2 Pty Ltd | NSW1 | Publicly Announced | Wind | Onshore | Wind | 134.4
Capital Battery | Capital Battery Pty Ltd | NSW1 | In Service | Battery Storage | Lithium-ion | Battery storage | 99.99 |  | 2048
Capital East Solar Farm P1 | IBERDROLA AUSTRALIA HOLDINGS PTY LIMITED | NSW1 | In Service | Solar PV | Fixed | Solar | 2 |  | 2043
Capital Wind Farm | Renewable Power Ventures Pty Ltd | NSW1 | In Service | Wind | Onshore | Wind | 140.7 |  | 2040
Capricorn BESS | Potentia Energy HoldCo Pty Ptd | QLD1 | Publicly Announced | Battery Storage | Lithium-ion | Battery storage | 372.4 | 2029-04-30 | 2045
Capricornia Energy Hub (CEH) PHES | CI QLD PHES PTY LTD | QLD1 | Publicly Announced | Hydro | Pumped Hydro | Pumped storage | 750
Captains Mountain Wind Farm | vestas_NR | QLD1 | Publicly Announced | Wind | Onshore | Wind | 217 | 2029-12-31 | 2059
Carag Solar Farm | Enerparc Australia Pty Ltd | NSW1 | Committed | Solar PV | Single Axis Tracking | Solar | 16 | 2027-12-31 | 2057
Carmodys Hill BESS | Georgetown Hills Renewable Energy Pty Ltd as trustee for the Georgetown Hills Renewable Energy Trust | SA1 | Anticipated | Battery Storage | Lithium-ion | Battery storage | 122.88 | 2030-01-01 | 2070
Carmodys Hill Wind Farm | Georgetown Hills Renewable Energy Pty Ltd as trustee for the Georgetown Hills Renewable Energy Trust | SA1 | Committed | Wind | Onshore | Wind | 256.2 | 2029-01-01 | 2064
Carwarp Hybrid | Recurrent Energy (Australia) Pty Ltd | VIC1 | Publicly Announced | Battery Storage | Lithium-ion | Battery storage | 158.04 | 2028-01-01 | 2055
Carwarp Solar Farm (CWSF) | CS SubCo Pty Ltd as trustee for Carwarp SF SPV | VIC1 | In Service | Solar PV | Single Axis Tracking | Solar | 186.2 | 2026-04-30 | 2050
Catagunya / Liapootah / Wayatinah | Hydro-Electric Corporation | TAS1 | In Service | Hydro | Dam | Hydro | 27 |  | 2100
Catagunya / Liapootah / Wayatinah | Hydro-Electric Corporation | TAS1 | In Service | Hydro | Dam | Hydro | 24 |  | 2100
Catagunya / Liapootah / Wayatinah | Hydro-Electric Corporation | TAS1 | In Service | Hydro | Dam | Hydro | 27.9 |  | 2100
Catagunya / Liapootah / Wayatinah | Hydro-Electric Corporation | TAS1 | In Service | Hydro | Dam | Hydro | 27.9 |  | 2100
Catagunya / Liapootah / Wayatinah | Hydro-Electric Corporation | TAS1 | In Service | Hydro | Dam | Hydro | 31.5 |  | 2100
Catagunya / Liapootah / Wayatinah | Hydro-Electric Corporation | TAS1 | In Service | Hydro | Dam | Hydro | 12.8 |  | 2100
Catagunya / Liapootah / Wayatinah | Hydro-Electric Corporation | TAS1 | In Service | Hydro | Dam | Hydro | 12.8 |  | 2100
Catagunya / Liapootah / Wayatinah | Hydro-Electric Corporation | TAS1 | In Service | Hydro | Dam | Hydro | 12.8 |  | 2100
Cathedral Rocks | JV Cathedral Rock Investments Pty Ltd - Acciona Energy Australia Global Pty Ltd and EnergyAustralia Pty Ltd | SA1 | In Service | Wind | Onshore | Wind | 62 |  | 2030
Cattle Creek Wind Farm - KCI | RWE Renewables Australia Pty Ltd | QLD1 | Publicly Announced | Battery Storage | Lithium-ion | Battery storage | 300 | 2030-12-30 | 2050
Cattle Creek Wind Farm - KCI | RWE Renewables Australia Pty Ltd | QLD1 | Publicly Announced | Wind | Onshore | Wind | 414.8 | 2030-12-30 | 2065
Cattle Creek Wind Farm - KCI | RWE Renewables Australia Pty Ltd | QLD1 | Publicly Announced | Wind | Onshore | Wind | 435.2 | 2030-12-30 | 2065
Cattle Hill Wind Farm | Wild Cattle Hill Pty Ltd | TAS1 | In Service | Wind | Onshore | Wind | 144 |  | 2044
Cellars Hill Wind Farm | Alternate Path Solutions Pty Ltd | TAS1 | Publicly Announced | Wind | Onshore | Wind | 400
Central Para Wind Farm (KCI) | Macleay Ventures Pty Ltd. | NSW1 | Publicly Announced | Wind | Onshore | Wind | 399
Central Queensland Energy Storage Project - Stage 1 | Highview Power Pty Ltd | QLD1 | Publicly Announced | Battery Storage | Lithium-ion | Battery storage | 100 |  | 2055
Central Queensland Energy Storage Project - Stage 1 | Highview Power Pty Ltd | QLD1 | Publicly Announced | Gas Turbine | OCGT | Gas | 198 | 2029-03-01 | 2075
Central Queensland Energy Storage Project - Stage 1 | Highview Power Pty Ltd | QLD1 | Publicly Announced | Gas Turbine | OCGT | Gas | 198 | 2029-07-02 | 2058
Central Queensland Energy Storage Project - Stage 2 | Highview Power | QLD1 | Publicly Announced | Battery Storage | Compressed Air | Battery storage | 200 | 2030-01-31 | 2075
Cethana | Hydro-Electric Corporation | TAS1 | In Service | Hydro | Dam | Hydro | 85 |  | 2100
Cethana Pumped Hydro Option | Hydro-Electric Corporation | TAS1 | Publicly Announced | Hydro | Pumped Hydro | Pumped storage | 750
Challicum Hills | Pacific Hydro Challicum Hills Pty Ltd | VIC1 | In Service | Wind | Onshore | Wind | 52.5 |  | 2030
Chances Plain Solar Farm | juwi Renewable Energy Pty Ltd | QLD1 | Publicly Announced | Solar PV | Single Axis Tracking | Solar | 98.1
Chepstowe Wind Farm - VIC | Prime Renewables Pty Ltd | VIC1 | In Service | Wind | Onshore | Wind | 6.15 |  | 2039
Cherry Tree Wind Farm | Atmos Renewables | VIC1 | In Service | Wind | Onshore | Wind | 57.6 |  | 2050
Childers Solar Farm | Childers Solar Pty Ltd as trustee for the Childers Solar Trust | QLD1 | In Service | Solar PV | Single Axis Tracking | Solar | 55.87 |  | 2049
Chinchilla BESS | CSE BESS Pty Ltd | QLD1 | In Service | Battery Storage | Lithium-ion | Battery storage | 100 |  | 2039
Chinchilla Solar Farm | First Solar Australia Pty Ltd | QLD1 | Publicly Announced | Solar PV | Single Axis Tracking | Solar | 113.16
Christies Beach Wastewater Treatment Plant | South Australian Water Corporation | SA1 | In Service | Battery Storage | Lithium-ion | Battery storage | 2.16 |  | 2045
Christies Beach Wastewater Treatment Plant | South Australian Water Corporation | SA1 | In Service | Solar PV | Single Axis Tracking | Solar | 3.78 |  | 2041
Cimitiere Plains Solar Farm | Ib vogt GmbH | TAS1 | Publicly Announced | Solar PV | Fixed | Solar | 288.12
Clare Solar Farm | Clare Asset Co Pty Ltd ATF Clare Asset Trust | QLD1 | In Service | Solar PV | Single Axis Tracking | Solar | 110.4 |  | 2047
Clarke Creek 2 BESS - KCI | Isaac Wind and Solar Energy Pty Ltd | QLD1 | Publicly Announced | Battery Storage | Lithium-ion | Battery storage | 400
Clarke Creek Wind Farm | Squadron Energy Services Pty Ltd | QLD1 | In Commissioning | Wind | Onshore | Wind | 346.5 | 2026-07-01 | 2049
Clarke Creek Wind Farm | Squadron Energy Services Pty Ltd | QLD1 | In Commissioning | Wind | Onshore | Wind | 103.5 | 2026-07-01 | 2049
Clarke Creek Wind Farm Stage 2 | Squadron Energy Services Pty Ltd | QLD1 | Publicly Announced | Wind | Onshore | Wind | 696
Clayton | EDL LFG Vic Pty Ltd | VIC1 | Publicly Announced | Other | Other | Other | 11.33 |  | 2034
Clements Gap - BESS | Pacific Hydro Clements Gap Pty Ltd | SA1 | In Commissioning | Battery Storage | Lithium-ion | Battery storage | 60 | 2026-06-15 | 2046
Clements Gap Wind Farm | Pacific Hydro Clements Gap Pty Ltd | SA1 | In Service | Wind | Onshore | Wind | 56.7 |  | 2039
Clermont Solar Farm | Clermont Asset Co Pty Ltd as Trustee for Clerrmont Solar Unit Trust | QLD1 | In Service | Solar PV | Single Axis Tracking | Solar | 92.5 |  | 2049
Clover | AGL Hydro Partnership | VIC1 | In Service | Hydro | Dam | Hydro | 14.5 |  | 2057
Clover | AGL Hydro Partnership | VIC1 | In Service | Hydro | Dam | Hydro | 14.5 |  | 2057
Cloverlea BESS | goldwindaustralia_NR | NSW1 | Publicly Announced | Battery Storage | Lithium-ion | Battery storage | 500
Cluny | Hydro-Electric Corporation | TAS1 | In Service | Hydro | Dam | Hydro | 19 |  | 2100
Cobbora BESS | Pacific Partnerships | NSW1 | Publicly Announced | Battery Storage | Lithium-ion | Battery storage | 520.8
Cobbora Solar Farm | pacificp_NR | NSW1 | Publicly Announced | Solar PV | Fixed | Solar | 818.4
Cobden BESS | Cobden BESS Pty Ltd | VIC1 | Publicly Announced | Battery Storage | Lithium-ion | Battery storage | 101.2 | 2028-06-30 | 2052
Codrington Wind Farm | Energy Pacific (Vic) Pty Ltd | VIC1 | In Service | Wind | Onshore | Wind | 18.2 |  | 2027
Cohuna Solar Farm | Cohuna Solar Farm Pty Ltd as trustee for the Cohuna Solar Farm Trust | VIC1 | In Service | Solar PV | Single Axis Tracking | Solar | 31.16 |  | 2045
Coleambally BESS | Coleambally BESS Trust | NSW1 | Anticipated | Battery Storage | Lithium-ion | Battery storage | 168 | 2029-04-30 | 2064
Coleambally Solar Farm | Coleambally Solar Pty Ltd | NSW1 | In Service | Solar PV | Single Axis Tracking | Solar | 150.3 |  | 2043
Coleraine Wind Farm - KCI |  | VIC1 | Publicly Announced | Wind | Onshore | Wind | 1000
Collector | Ratch Australia | NSW1 | In Service | Wind | Onshore | Wind | 226.8 |  | 2046
Collinsville BESS | Ratch Australia | QLD1 | Publicly Announced | Battery Storage | Lithium-ion | Battery storage | 260.4 | 2029-12-30 | 2060
Collinsville BESS - KCI | Ratch Energy SA | QLD1 | Publicly Announced | Battery Storage | Lithium-ion | Battery storage | 200
Collinsville Green Energy Hub | COLLINSVILLE GREEN ENERGY HUB PTY LTD | QLD1 | Publicly Announced | Wind | Onshore | Wind | 2839.2
Collinsville North Battery Project | TBSOL | QLD1 | Publicly Announced | Battery Storage | Lithium-ion | Battery storage | 100 | 2026-12-31
Collinsville PV | Ratch Australia | QLD1 | In Service | Solar PV | Fixed | Solar | 42.5 |  | 2044
Colongra | Snowy Hydro Ltd | NSW1 | In Service | Gas Turbine | OCGT | Gas | 181 |  | 2070
Colongra | Snowy Hydro Ltd | NSW1 | In Service | Gas Turbine | OCGT | Gas | 181 |  | 2070
Colongra | Snowy Hydro Ltd | NSW1 | In Service | Gas Turbine | OCGT | Gas | 181 |  | 2070
Colongra | Snowy Hydro Ltd | NSW1 | In Service | Gas Turbine | OCGT | Gas | 181 |  | 2070
Colosseum Solar Farm and BESS | Global Power Generation Australia Pty Ltd | QLD1 | Publicly Announced | Solar PV | Single Axis Tracking | Solar | 400 | 2028-01-02 | 2059
Colosseum Solar Farm and BESS | Global Power Generation Australia Pty Ltd | QLD1 | Publicly Announced | Battery Storage | Lithium-ion | Battery storage | 400 | 2028-07-01 | 2059
Columboola BESS | Columboola BESS Nominees Pty Ltd | QLD1 | Publicly Announced | Battery Storage | Lithium-ion | Battery storage | 700
Columboola Solar Farm | Luminous Energy | QLD1 | In Service | Solar PV | Single Axis Tracking | Solar | 217.25 |  | 2046
Comet Energy Park | Comet Energy Pty Ltd | QLD1 | Publicly Announced | Battery Storage | Lithium-ion | Battery storage | 120 | 2027-06-30 | 2072
Comet Park BESS - KCI | Samsung C&amp;amp;T Renewable Energy Australia Pty Ltd. | NSW1 | Publicly Announced | Battery Storage | Lithium-ion | Battery storage | 252 | 2028-10-30 | 2057
Conargo Wind Farm - KCI | Squadron Energy Pty Ltd | NSW1 | Publicly Announced | Wind | Onshore | Wind | 130
Condamine A | QGC Sales QLD Pty Ltd | QLD1 | In Service | Gas Turbine | CCGT | Gas | 43.7 |  | 2039
Condamine A | QGC Sales QLD Pty Ltd | QLD1 | In Service | Gas Turbine | CCGT | Gas | 43.7 |  | 2039
Condamine A | QGC Sales QLD Pty Ltd | QLD1 | In Service | Gas Turbine | Steam Turbine | Gas | 57 |  | 2039
Condong | Cape Byron Management PTY LTD | NSW1 | In Service | Gas Turbine | Steam Turbine | Gas | 30 |  | 2038
Connewarren BESS | Akaysha Energy Pty Ltd | VIC1 | Publicly Announced | Battery Storage | Lithium-ion | Battery storage | 1098.24 | 2029-12-03 | 2060
Conroys Gap WF - KCI | Waldren Construction Pty Ltd. | NSW1 | Publicly Announced | Wind | Onshore | Wind | 30
Cooba Solar Farm - KCI | Venn Energy Pty Ltd / Cooba Solar Project Pty Ltd | VIC1 | Publicly Announced | Solar PV | Single Axis Tracking | Solar | 319.2 | 2028-10-30 | 2058
Cooba Solar Farm - KCI | Venn Energy Pty Ltd / Cooba Solar Project Pty Ltd | VIC1 | Publicly Announced | Battery Storage | Lithium-ion | Battery storage | 319.2 | 2028-10-30 | 2058
Cooma Solar And BESS (ACEN) | ACEN RENEWABLES | NSW1 | Publicly Announced | Solar PV | Single Axis Tracking | Solar | 80 | 2029-03-08 | 2080
Cooma Solar And BESS (ACEN) | ACEN RENEWABLES | NSW1 | Publicly Announced | Battery Storage | Lithium-ion | Battery storage | 180 | 2029-03-08 | 2080
Coonerang Wind Farm | Rock Flat Renewables Pty Ltd | NSW1 | Publicly Announced | Wind | Onshore | Wind | 264 | 2030-12-01 | 2059
Coonerang Wind Farm | Rock Flat Renewables Pty Ltd | NSW1 | Publicly Announced | Battery Storage | Lithium-ion | Battery storage | 151.2 | 2030-12-01 | 2050
Coonooer Bridge Wind Farm | Coonooer Bridge Wind Farm Pty Ltd | VIC1 | In Service | Wind | Onshore | Wind | 19.8 |  | 2036
Coopers Gap Wind Farm | PARF Company 6 Pty Limited | QLD1 | In Service | Wind | Onshore | Wind | 330.33 |  | 2044
Coopers Gap Wind Farm | PARF Company 6 Pty Limited | QLD1 | In Service | Wind | Onshore | Wind | 122.56 |  | 2044
Cooroy BESS | Enervest Operations Pty Ltd | QLD1 | Publicly Announced | Battery Storage | Lithium-ion | Battery storage | 100 | 2029-03-31 | 2049
Copeton | AGL | NSW1 | In Service | Hydro | Dam | Hydro | 20 |  | 2036
Coppabella Hybrid Generator | Coppabella Wind Farm Pty Ltd | NSW1 | Anticipated | Wind | Onshore | Wind | 289.8 | 2027-07-25 | 2057
Corop BESS | Leeson Solar Pty Ltd. | VIC1 | Publicly Announced | Battery Storage | Lithium-ion | Battery storage | 400
Corop Solar Farm | Leeson Solar Pty Ltd. | VIC1 | Publicly Announced | Solar PV | Fixed | Solar | 400
Corowa Solar Farm | Corowa Operationsco Pty Ltd as trustee for Corowa Operations Trust | NSW1 | In Service | Solar PV | Single Axis Tracking | Solar | 36.08 |  | 2051
Cranbourne BESS (Macquarie) | Macquarie Corporate Holdings Pty Ltd | VIC1 | Publicly Announced | Battery Storage | Lithium-ion | Battery storage | 150
Cressbrook Pumped Hydro Project | Cressbrook Project Co Pty Ltd as trustee | QLD1 | Publicly Announced | Hydro | Pumped Hydro | Pumped storage | 400 | 2036-09-30 | 2066
Crookwell 2 Wind Farm | Crookwell Development Pty Ltd | NSW1 | In Service | Wind | Onshore | Wind | 96.04 |  | 2043
Crookwell 3 Wind Farm | Crookwell 3 Development Pty Ltd | NSW1 | In Service | Wind | Onshore | Wind | 57.6 |  | 2054
Crowlands Wind Farm | Pacific Hydro Crowlands Pty Ltd | VIC1 | In Service | Wind | Onshore | Wind | 79.95 |  | 2049
Croydon Hybrid Facility - Solar And BESS | ACEnergy Pty Ltd | QLD1 | Publicly Announced | Battery Storage | Lithium-ion | Battery storage | 500 | 2028-12-01 | 2048
Croydon Hybrid Facility - Solar And BESS | ACEnergy Pty Ltd | QLD1 | Publicly Announced | Solar PV | Fixed | Solar | 500 | 2028-12-01 | 2048
Crudine Ridge Wind Farm | CRWF Nominees Pty Ltd as trustee of the CRWF Trust | NSW1 | In Service | Wind | Onshore | Wind | 141.71 |  | 2041
Culcairn BESS | Neoen Australia Pty Ltd | NSW1 | Committed* | Battery Storage | Lithium-ion | Battery storage | 200.32 | 2027-03-31 | 2053
Culcairn Solar Farm | Culcairn Solar Farm Pty Ltd as trustee for Culcairn Solar Farm Trust | NSW1 | In Service | Solar PV | Single Axis Tracking | Solar | 349.65 |  | 2060
Cullerin Range Wind Farm | Cullerin Range Wind Farm Pty Ltd | NSW1 | In Service | Wind | Onshore | Wind | 30 |  | 2038
Dalby Solar Farm | Dalby Asset Trust | QLD1 | Publicly Announced | Battery Storage | Iron-air | Battery storage | 2.54 |  | 2042
Dalby Solar Farm | Dalby Asset Trust | QLD1 | Publicly Announced | Solar PV | Fixed | Solar | 2.47 |  | 2042
Dalrymple BESS | ElectraNet | SA1 | In Service | Battery Storage | Lithium-ion | Battery storage | 30 |  | 2030
Dalvui BESS | Tilt Renewables Australia Pty Ltd | VIC1 | Publicly Announced | Battery Storage | Lithium-ion | Battery storage | 250 | 2029-08-27 | 2054
Darling Downs | Origin Energy Power Limited | QLD1 | In Service | Gas Turbine | CCGT | Gas | 280 |  | 2050
Darling Downs | Origin Energy Power Limited | QLD1 | In Service | Gas Turbine | CCGT | Gas | 121.5 |  | 2050
Darling Downs | Origin Energy Power Limited | QLD1 | In Service | Gas Turbine | CCGT | Gas | 121.5 |  | 2050
Darling Downs | Origin Energy Power Limited | QLD1 | In Service | Gas Turbine | CCGT | Gas | 121.5 |  | 2050
Darling Downs Power Station 2 | Origin Energy | QLD1 | Publicly Announced | Gas Turbine | OCGT | Gas | 500
Darling Downs Solar Farm | Darling Downs Solar Farm Pty Ltd | QLD1 | In Service | Solar PV | Fixed | Solar | 121 |  | 2045
Darlington Point Energy Storage System | DPESS Pty Ltd | NSW1 | In Service | Battery Storage | Lithium-ion | Battery storage | 24.96 |  | 2051
Darlington Point Solar Farm | Darlington Point Solar Farm Pty Ltd | NSW1 | In Service | Solar PV | Single Axis Tracking | Solar | 275.4 |  | 2055
Darlington Wind Farm - GPG | globalpower-generation_NR | VIC1 | Publicly Announced | Wind | Onshore | Wind | 324 | 2030-01-01 | 2057
Darnum BESS | samsung_NR | VIC1 | Publicly Announced | Battery Storage | Lithium-ion | Battery storage | 225.4 | 2028-11-30 | 2057
Dartmoor BESS | Zebre Pty Ltd | SA1 | Publicly Announced | Other | Lithium-ion | Other | 144
Dartmouth | AGL Hydro Partnership | VIC1 | In Service | Hydro | Dam | Hydro | 185 |  | 2057
Dawson Wind Farm | Highland Energy Australia Pty Ltd | QLD1 | Publicly Announced | Wind | Onshore | Wind | 560
Daydream Solar Farm | The Daydream Solar Farm Trust | QLD1 | In Service | Solar PV | Single Axis Tracking | Solar | 150.06 |  | 2048
Deal 1 (West) Off Shore Wind Farm | BayWa r.e. Australia Offshore Wind Projects 1 Pty Ltd | VIC1 | Publicly Announced | Wind | Offshore - fixed | Wind | 2970 |  | 2067
Deal 2 (East) Off Shore Wind Farm | BayWa r.e. Australia Offshore Wind Projects 2 Pty Ltd | VIC1 | Publicly Announced | Wind | Offshore - fixed | Wind | 2968 |  | 2067
Deargee Solar And BESS | ACEN Renewables | NSW1 | Publicly Announced | Battery Storage | Lithium-ion | Battery storage | 700
Deargee Solar And BESS | ACEN Renewables | NSW1 | Publicly Announced | Solar PV | Single Axis Tracking | Solar | 320
Dederang BESS | Mint Renewables | VIC1 | Publicly Announced | Battery Storage | Lithium-ion | Battery storage | 200 | 2029-07-01 | 2050
Deepwater Hybrid Facility | Ib vogt Development Australia Pty Ltd | NSW1 | Publicly Announced | Battery Storage | Lithium-ion | Battery storage | 133 | 2030-01-01 | 2055
Deepwater Hybrid Facility | Ib vogt Development Australia Pty Ltd | NSW1 | Publicly Announced | Solar PV | Single Axis Tracking | Solar | 133 | 2030-01-01 | 2055
Deer Park BESS - Akaysha | Akaysha Energy | VIC1 | Publicly Announced | Battery Storage | Lithium-ion | Battery storage | 275.28 | 2028-11-30 | 2065
Delburn Wind Farm | Delburn Wind Farm Pty Ltd | VIC1 | Committed* | Wind | Onshore | Wind | 204.6 | 2028-10-23 | 2058
Denham BESS | Valent Energy Developments Pty Ltd | VIC1 | Publicly Announced | Battery Storage | Lithium-ion | Battery storage | 300 | 2028-07-28 | 2047
Deniliquin East BESS | BESS Arctic Pty Ltd | NSW1 | Publicly Announced | Battery Storage | Lithium-ion | Battery storage | 100 | 2028-12-20 | 2055
Denman BESS - KCI | M Renewables Australia Developments Pty Ltd | NSW1 | Publicly Announced | Battery Storage | Lithium-ion | Battery storage | 2402.4
Derby Solar Farm and BESS | DERBY SOLAR PROJECT PTY LTD | VIC1 | Publicly Announced | Battery Storage | Lithium-ion | Battery storage | 95 | 2027-09-01 | 2057
Derby Solar Farm and BESS | DERBY SOLAR PROJECT PTY LTD | VIC1 | Anticipated | Solar PV | Single Axis Tracking | Solar | 95.1 | 2028-04-01 | 2057
Derringullen Energy Storage System | Bid Energy Partners Pty Ltd | NSW1 | Publicly Announced | Battery Storage | Lithium-ion | Battery storage | 400.82 | 2028-12-01 | 2050
Derwent Valley Wind Farm | West Coast Renewable Energy | TAS1 | Publicly Announced | Wind | Onshore | Wind | 150
Devils Gate | Hydro-Electric Corporation | TAS1 | In Service | Hydro | Dam | Hydro | 60 |  | 2100
Devlins Bridge Battery Storage | Devlins Bridge Wind Farm Holdco Pty Ltd | NSW1 | Publicly Announced | Battery Storage | Lithium-ion | Battery storage | 600
Devlins Wind Farm | Devlins Bridge Wind Farm Holdco Pty Ltd | NSW1 | Publicly Announced | Wind | Onshore | Wind | 662.7
Diapur Wind Farm | Prime Renewables Pty Ltd | VIC1 | In Service | Wind | Onshore | Wind | 8 |  | 2051
Dinawan Energy Hub | Spark Renewables Pty Ltd | NSW1 | Publicly Announced | Battery Storage | Lithium-ion | Battery storage | 309.6 | 2029-09-30 | 2054
Dinawan Energy Hub | Spark Renewables Pty Ltd | NSW1 | Publicly Announced | Solar PV | Single Axis Tracking | Solar | 308.2 | 2029-09-30 | 2064
Dinawan Energy Hub | Spark Renewables Pty Ltd | NSW1 | Publicly Announced | Wind | Onshore | Wind | 381.6 | 2029-09-30 | 2064
Dinawan Energy Hub | Spark Renewables Pty Ltd | NSW1 | Publicly Announced | Wind | Onshore | Wind | 374.4 | 2031-10-01 | 2066
Dingo Solar Farm | ESCO Pacific | QLD1 | Publicly Announced | Solar PV | Fixed | Solar | 85
Direk BESS | BESS DIREK PTY LTD | SA1 | Publicly Announced | Battery Storage | Lithium-ion | Battery storage | 20 |  | 2044
Doreen BESS | BZ Renewables Holdings Pty Ltd | VIC1 | Publicly Announced | Battery Storage | Lithium-ion | Battery storage | 800
Dry Creek GT | Synergen Power Pty Ltd | SA1 | In Service | Gas Turbine | OCGT | Gas | 52 |  | 2030
Dry Creek GT | Synergen Power Pty Ltd | SA1 | In Service | Gas Turbine | OCGT | Gas | 52 |  | 2030
Dry Creek GT | Synergen Power Pty Ltd | SA1 | In Service | Gas Turbine | OCGT | Gas | 52 |  | 2030
Dubbo Firming Power Station | Squadron Energy Services Pty Ltd | NSW1 | Anticipated | Other | Other | Gas | 189 | 2029-07-01 | 2058
Dugald River Wind Faarm | MMG | QLD1 | Publicly Announced | Wind | Onshore | Wind | 144
Dulacca Wind Farm | Dulacca Energy Project Co Pty Ltd | QLD1 | In Service | Wind | Onshore | Wind | 172.86 |  | 2053
Dumaresq Solar Farm | Dumaresq Solar Farm Pty Limited | NSW1 | Publicly Announced | Solar PV | Single Axis Tracking | Solar | 188
Dundonnell Wind Farm | Tilt Renewables | VIC1 | In Service | Wind | Onshore | Wind | 168 |  | 2045
Dundonnell Wind Farm | Tilt Renewables | VIC1 | In Service | Wind | Onshore | Wind | 46.2 |  | 2045
Dundonnell Wind Farm | Tilt Renewables | VIC1 | In Service | Wind | Onshore | Wind | 121.8 |  | 2045
Dunedoo Solar Farm | Flow Power / Dunedoo Energy Project Pty Ltd | NSW1 | Anticipated | Solar PV | Single Axis Tracking | Solar | 71.4 | 2028-06-30 | 2063
Dungowan 3,000 MWH PHES | Dungowan Pumped Hydro Pty Ltd | NSW1 | Publicly Announced | Hydro | Pumped Hydro | Pumped storage | 300 | 2033-11-30 | 2133
Dunmore BESS | Octopus Investments Aust Pty Ltd | QLD1 | Publicly Announced | Battery Storage | Lithium-ion | Battery storage | 226.8 | 2029-08-01 | 2059
Dunmore Solar Farm | Octopus Investments Aust Pty Ltd | QLD1 | Publicly Announced | Solar PV | Single Axis Tracking | Solar | 361 | 2029-08-01 | 2059
East End BESS | TE H2 Australia Pty Ltd | QLD1 | Publicly Announced | Battery Storage | Lithium-ion | Battery storage | 500
East Terang BESS - KCI | Terang ESS Pty Ltd as trustee for the TESS Project Trust | VIC1 | Publicly Announced | Battery Storage | Lithium-ion | Battery storage | 220
Eastern Creek | EDL LFG NSW Pty Ltd | NSW1 | In Service | Other | Other | Gas | 5.04 |  | 2026
Eastern Creek 2 Gas Utilisation Facility | LMS Energy Pty Ltd | NSW1 | In Service | Gas Turbine | Other | Gas | 4.48 |  | 2044
Eastern Rise Offshore Wind | Eastern Rise OWP Project Pty Ltd | NSW1 | Publicly Announced | Wind | Offshore - fixed | Wind | 1725
Ebor BESS | Bridge Energy Pty Ltd | NSW1 | Publicly Announced | Battery Storage | Lithium-ion | Battery storage | 100
Edderton Hybrid Faciility - Solar | Voltere Pty Ltd. | NSW1 | Publicly Announced | Solar PV | Fixed | Solar | 350.28
Edderton Hybrid Facility - BESS | Voltere Pty Ltd. | NSW1 | Publicly Announced | Battery Storage | Lithium-ion | Battery storage | 350
Eden Offshore Wind Farm | OceanEx Energy | NSW1 | Publicly Announced | Wind | Offshore - fixed | Wind | 2000 | 2034-01-01
Edenvale Battery Energy Storage System - KCI |  | QLD1 | Publicly Announced | Battery Storage | Lithium-ion | Battery storage | 250
Edenvale Solar Park. | Edenvale Solar Park Pty Ltd | QLD1 | In Service | Solar PV | Single Axis Tracking | Solar | 180 |  | 2053
Edinburgh BESS | BESS EDINBURGH PTY LTD | SA1 | Publicly Announced | Battery Storage | Lithium-ion | Battery storage | 20 | 2028-12-20 | 2050
Egans Hills BESS | Silo Energy pty ltd | QLD1 | Publicly Announced | Battery Storage | Lithium-ion | Battery storage | 150
Eildon | AGL Hydro Partnership | VIC1 | In Service | Hydro | Dam | Hydro | 60 |  | 2057
Eildon | AGL Hydro Partnership | VIC1 | In Service | Hydro | Dam | Hydro | 7.5 |  | 2057
Eildon | AGL Hydro Partnership | VIC1 | In Service | Hydro | Dam | Hydro | 60 |  | 2057
Eildon | AGL Hydro Partnership | VIC1 | In Service | Hydro | Dam | Hydro | 7.5 |  | 2057
Eildon Pondage Power Station (EPPS) | Pacific Hydro Investments Pty Ltd | VIC1 | In Service | Hydro | Run of River | Hydro | 4.5 |  | 2055
EIWA Gin Gin Renewable Energy Park | EIWA Gin Gin Renewable Energy Park Pty Ltd | QLD1 | Publicly Announced | Battery Storage | Lithium-ion | Battery storage | 250
EIWA Gin Gin Renewable Energy Park | EIWA Gin Gin Renewable Energy Park Pty Ltd | QLD1 | Publicly Announced | Solar PV | Single Axis Tracking | Solar | 248.4
EIWA Golden Fleece Renewable Energy Park | EIWA Golden Fleece Renewable Energy Park Pty Ltd | QLD1 | Publicly Announced | Battery Storage | Lithium-ion | Battery storage | 300
EIWA Golden Fleece Renewable Energy Park | EIWA Golden Fleece Renewable Energy Park Pty Ltd | QLD1 | Publicly Announced | Solar PV | Single Axis Tracking | Solar | 299
EIWA Horsham BESS - KCI | EIWA HORSHAM BESS Pty Ltd | VIC1 | Publicly Announced | Battery Storage | Lithium-ion | Battery storage | 260
EIWA Richmond Valley BESS | EIWA RICHMOND VALLEY BESS PTY LTD | NSW1 | Publicly Announced | Battery Storage | Lithium-ion | Battery storage | 300
El Arish BESS | Ratch Australia | QLD1 | Publicly Announced | Battery Storage | Lithium-ion | Battery storage | 260.4 | 2029-12-30 | 2060
Elai Genesis Battery Storage System | Elai Energy Pty Ltd | QLD1 | Publicly Announced | Battery Storage | Lithium-ion | Battery storage | 120
Elaine BESS | Elaine ProjectCo Pty Ltd | VIC1 | Committed | Battery Storage | Lithium-ion | Battery storage | 309.6 | 2027-10-18 | 2069
Elaine Solar Farm and BESS | Elgin Energy Pty Ltd | VIC1 | Anticipated | Battery Storage | Lithium-ion | Battery storage | 125 | 2027-07-31 | 2068
Elaine Solar Farm and BESS | Elgin Energy Pty Ltd | VIC1 | Anticipated | Solar PV | Single Axis Tracking | Solar | 125 | 2027-07-31 | 2068
Elaine Wind Farm | Northleaf /InfraRed/Macquarie Capital | VIC1 | In Service | Wind | Onshore | Wind | 83.6 |  | 2049
Elderbury Creek Wind Farm | BayWa r.e. Projects Australia Pty. Ltd. | NSW1 | Publicly Announced | Wind | Onshore | Wind | 122.4
Emerald Solar Park | Lighthouse Infrastructure Management Limited | QLD1 | In Service | Solar PV | Single Axis Tracking | Solar | 72 |  | 2048
Emeroo BESS | Potentia Energy Pty Ltd | SA1 | Anticipated | Battery Storage | Lithium-ion | Battery storage | 281.2 | 2028-09-30 | 2053
Emu Park Solar Farm | M Renweables Australia | NSW1 | Publicly Announced | Solar PV | Single Axis Tracking | Solar | 374 | 2028-12-01 | 2060
Emu Park Solar Farm | M Renweables Australia | NSW1 | Publicly Announced | Battery Storage | Lithium-ion | Battery storage | 368 | 2028-12-01 | 2060
Eraring | Origin Energy Eraring Pty Ltd | NSW1 | Announced Withdrawal | Coal | Black Coal | Coal | 720 |  | 2029
Eraring | Origin Energy Eraring Pty Ltd | NSW1 | Announced Withdrawal | Coal | Black Coal | Coal | 720 |  | 2029
Eraring | Origin Energy Eraring Pty Ltd | NSW1 | Announced Withdrawal | Coal | Black Coal | Coal | 720 |  | 2029
Eraring | Origin Energy Eraring Pty Ltd | NSW1 | Announced Withdrawal | Coal | Black Coal | Coal | 720 |  | 2029
Eraring Big Battery | Origin Energy Electricity Limited | NSW1 | Committed | Battery Storage | Lithium-ion | Battery storage | 240 | 2027-03-31 | 2057
Eraring Big Battery | Origin Energy Electricity Limited | NSW1 | In Service | Battery Storage | Lithium-ion | Battery storage | 0 |  | 2057
Eraring Big Battery | Origin Energy Electricity Limited | NSW1 | In Service | Battery Storage | Lithium-ion | Battery storage | 460 |  | 2045
Eraring GT | Origin Energy Eraring Pty Ltd | NSW1 | In Service | Gas Turbine | OCGT | Gas | 41.5 |  | 2032
Euleilah Solar Farm and BESS - KCI | Euleilah Development Pty Ltd | QLD1 | Publicly Announced | Solar PV | Fixed | Solar | 350
Eurimbula Hybrid Facility - Battery Storage | unitedgreen_NR | QLD1 | Publicly Announced | Battery Storage | Lithium-ion | Battery storage | 666 | 2029-12-31 | 2067
Eurimbula Solar Farm | Unitedgreen_NR | QLD1 | Publicly Announced | Solar PV | Single Axis Tracking | Solar | 562.8 | 2029-12-31 | 2067
Euston Wind Farm - KCI | Balranald Wind Farm Pty Ltd | NSW1 | Publicly Announced | Wind | Onshore | Wind | 330
Everleigh Solar Farm and BESS - KCI | Everleigh Solar Park Pty Ltd | QLD1 | Publicly Announced | Battery Storage | Lithium-ion | Battery storage | 150
Everleigh Solar Farm and BESS - KCI | Everleigh Solar Park Pty Ltd | QLD1 | Publicly Announced | Solar PV | Fixed | Solar | 200
Farmers Creek Energy Park | TE H2 Australia | QLD1 | Publicly Announced | Battery Storage | Lithium-ion | Battery storage | 199.52 | 2031-07-01 | 2061
Farmers Creek Energy Park | TE H2 Australia | QLD1 | Publicly Announced | Solar PV | Single Axis Tracking | Solar | 499.68 | 2031-07-01 | 2061
Ferguson Wind Farm | Prime Renewables Pty Ltd | VIC1 | In Service | Wind | Onshore | Wind | 12 |  | 2051
Finley BESS | BESS PACIFIC PTY LTD | NSW1 | Publicly Announced | Battery Storage | Lithium-ion | Battery storage | 100 | 2028-12-20 | 2055
Finley Solar Farm | Finley Solar Farm Pty Ltd as The trustee for Finley Solar Trust | NSW1 | In Service | Solar PV | Single Axis Tracking | Solar | 162.36 |  | 2049
Fisher | Hydro-Electric Corporation | TAS1 | In Service | Hydro | Dam | Hydro | 43.2 |  | 2100
Flat Rock BESS - KCI | Private Energy Partners Pty Ltd | NSW1 | Publicly Announced | Battery Storage | Lithium-ion | Battery storage | 520
Flat Rock BESS B - KCI | Private Energy Partners Pty Ltd | NSW1 | Publicly Announced | Battery Storage | Lithium-ion | Battery storage | 260
Flyers Creek Wind Farm | Flyers Creek Wind Farm Pty Ltd | NSW1 | In Service | Wind | Onshore | Wind | 145.54 |  | 2063
Forbes Hybrid Project | Forbes Solar Farm Pty Ltd ATF Forbes Genesis Project Trust | NSW1 | Publicly Announced | Battery Storage | Lithium-ion | Battery storage | 119.6 | 2028-12-29 | 2059
Forbes Hybrid Project | Forbes Solar Farm Pty Ltd ATF Forbes Genesis Project Trust | NSW1 | Publicly Announced | Solar PV | Single Axis Tracking | Solar | 134.16 | 2028-12-29 | 2058
Forest Glen BESS | X-Elio Australia Pty Ltd | NSW1 | Publicly Announced | Battery Storage | Lithium-ion | Battery storage | 25
Forest Glen Solar Farm | X-Elio Roma Hub Solar Farm Pty Ltd | NSW1 | Publicly Announced | Solar PV | Single Axis Tracking | Solar | 90
Forest Wind | Forest Wind Holdings Pty Ltd | QLD1 | Publicly Announced | Wind | Onshore | Wind | 1200
Forsayth Wind Farm | Forsayth Wind Farm Pty Ltd | QLD1 | Publicly Announced | Wind | Onshore | Wind | 165
Fosterville Solar Farm and Battery Energy Storage System | FRV Services Australia | VIC1 | Anticipated | Battery Storage | Lithium-ion | Battery storage | 120 | 2028-08-31 | 2058
Fosterville Solar Farm and Battery Energy Storage System | FRV Services Australia | VIC1 | Anticipated | Solar PV | Single Axis Tracking | Solar | 80.08 | 2028-08-31 | 2058
Fraser Coast Hybrid Plant | FRASER COAST SOLAR DEVELOPMENT PTY LTD | QLD1 | Anticipated | Solar PV | Single Axis Tracking | Solar | 310.8 | 2027-11-30 | 2057
Fraser Coast Hybrid Plant | FRASER COAST SOLAR DEVELOPMENT PTY LTD | QLD1 | Anticipated | Battery Storage | Lithium-ion | Battery storage | 211.68 | 2027-11-30 | 2057
Frasers Solar Farm | Frasers Lane Development Pty Ltd | VIC1 | Anticipated | Solar PV | Single Axis Tracking | Solar | 77 | 2027-11-30 | 2054
Fulham Solar Farm And BESS | Fulham Solar Farm Pty Ltd (ATF Fulham Solar Farm Trust) | VIC1 | Committed | Battery Storage | Lithium-ion | Battery storage | 64.08 | 2027-09-30 | 2063
Fulham Solar Farm And BESS | Fulham Solar Farm Pty Ltd (ATF Fulham Solar Farm Trust) | VIC1 | Committed | Solar PV | Single Axis Tracking | Solar | 79.92 | 2027-09-30 | 2063
FUTCHER BESS | FUTBESS PROJECT HOLDING PTY LTD | NSW1 | Publicly Announced | Battery Storage | Lithium-ion | Battery storage | 400
Gangarri Solar Farm | Shell New Energies Australia Pty Ltd | QLD1 | In Commissioning | Solar PV | Single Axis Tracking | Solar | 162 | 2026-06-30 | 2051
Gannawarra Energy Storage System | GESS ProjectCo | VIC1 | In Service | Battery Storage | Lithium-ion | Battery storage | 25.5 |  | 2033
Gannawarra Solar Farm | Gannawarra Solar Farm Pty Ltd | VIC1 | In Service | Solar PV | Single Axis Tracking | Solar | 55 |  | 2048
Ganymirra Solar Power Station | Edify Energy Pty Ltd | QLD1 | Anticipated | Battery Storage | Lithium-ion | Battery storage | 150 | 2029-02-01 | 2059
Ganymirra Solar Power Station | Edify Energy Pty Ltd | QLD1 | Anticipated | Solar PV | Single Axis Tracking | Solar | 150 | 2029-02-01 | 2059
Gara BESS | ACEnergy Pty Ltd | NSW1 | Publicly Announced | Battery Storage | Lithium-ion | Battery storage | 521.28 | 2028-12-30 | 2048
Garoo BESS | Greenpulse solar farm and BESS as trustee for Greenpulse Solar Farm & Bess Unit Trust | NSW1 | Publicly Announced | Battery Storage | Lithium-ion | Battery storage | 539.6
Garoo Solar Farm | Greenpulse solar farm and BESS as trustee for Greenpulse Solar Farm & Bess Unit Trust | NSW1 | Publicly Announced | Solar PV | Fixed | Solar | 167.2
Gawara Baya Wind And BESS | GAWARA BAYA WIND FARM PTY LTD | QLD1 | Anticipated | Battery Storage | Lithium-ion | Battery storage | 104 | 2029-03-20 | 2055
Gawara Baya Wind And BESS | GAWARA BAYA WIND FARM PTY LTD | QLD1 | Anticipated | Wind | Onshore | Wind | 408 | 2030-05-24 | 2055
Geelong BESS | Elgin Energy Pty Ltd | VIC1 | Publicly Announced | Battery Storage | Lithium-ion | Battery storage | 250
Gelston Energy Park | Gelston Energy Park Pty Ltd (ACN 690796788) as trustee for Gelston Energy Park Trust | NSW1 | Publicly Announced | Battery Storage | Lithium-ion | Battery storage | 400 | 2029-10-01 | 2060
Gemfields Integrated Facility - Wind And Solar | Energy Estate | QLD1 | Publicly Announced | Solar PV | Fixed | Solar | 250
Gemfields Integrated Facility - Wind And Solar | Energy Estate | QLD1 | Publicly Announced | Wind | Onshore | Wind | 1200
George Town BESS - KCI | Recurrent Energy (Australia) Pty Ltd | TAS1 | Publicly Announced | Battery Storage | Lithium-ion | Battery storage | 350 | 2029-01-01 | 2055
George Town Wind Farm | West Coast Renewables | TAS1 | Publicly Announced | Wind | Onshore | Wind | 232
Geranium Plains Solar and BESS | Risen Energy (Australia) Pty Ltd | SA1 | Publicly Announced | Battery Storage | Lithium-ion | Battery storage | 150 | 2029-01-31 | 2059
Geranium Plains Solar and BESS | Risen Energy (Australia) Pty Ltd | SA1 | Publicly Announced | Solar PV | Single Axis Tracking | Solar | 250 | 2029-01-31 | 2059
German Creek | EDL CSM Qld Pty Ltd | QLD1 | In Service | Gas Turbine | Other | Gas | 31.84 |  | 2036
German Creek | EDL CSM Qld Pty Ltd | QLD1 | In Service | Gas Turbine | Other | Gas | 13.2 |  | 2036
Gerogery Solar Farm and BESS | Elgin Energy Pty Ltd | NSW1 | Publicly Announced | Solar PV | Single Axis Tracking | Solar | 62.5 | 2027-10-01 | 2069
Gerogery Solar Farm and BESS | Elgin Energy Pty Ltd | NSW1 | Publicly Announced | Battery Storage | Lithium-ion | Battery storage | 62.5 | 2027-10-01 | 2069
GIDDI BESS (Trafalgar East BESS - Stage 1) | Ib vogt Development Australia Pty Ltd | VIC1 | Publicly Announced | Battery Storage | Lithium-ion | Battery storage | 360 | 2029-06-01 | 2049
Gillenbah BESS - KCI | Gillenbah BESS Development Pty Ltd | NSW1 | Publicly Announced | Battery Storage | Lithium-ion | Battery storage | 400
Gin Gin BESS | Iberdrola Australia Development Pty Limited | QLD1 | Publicly Announced | Battery Storage | Lithium-ion | Battery storage | 345.6 | 2027-12-31 | 2057
Gippsland BESS ( formerly Tramway BESS) - KCI |  | VIC1 | Publicly Announced | Battery Storage | Lithium-ion | Battery storage | 600
Gippsland Dawn Offshore Wind Project | Gippsland Dawn OWP Project Pty Ltd | VIC1 | Publicly Announced | Wind | Offshore - fixed | Wind | 2100 | 2032-12-31
Girgarre Solar Farm | Giragarre Solar Farm Pty Ltd as trustee for Giragarre Solar Farm Trust | VIC1 | In Service | Solar PV | Single Axis Tracking | Solar | 93.48 |  | 2054
Gladstone | Gladstone Power Station Participants | QLD1 | Announced Withdrawal | Coal | Black Coal | Coal | 280 |  | 2029
Gladstone | Gladstone Power Station Participants | QLD1 | Announced Withdrawal | Coal | Black Coal | Coal | 280 |  | 2029
Gladstone | Gladstone Power Station Participants | QLD1 | Announced Withdrawal | Coal | Black Coal | Coal | 280 |  | 2029
Gladstone | Gladstone Power Station Participants | QLD1 | Announced Withdrawal | Coal | Black Coal | Coal | 280 |  | 2029
Gladstone | Gladstone Power Station Participants | QLD1 | Announced Withdrawal | Coal | Black Coal | Coal | 280 |  | 2029
Gladstone | Gladstone Power Station Participants | QLD1 | Announced Withdrawal | Coal | Black Coal | Coal | 280 |  | 2029
Gladstone SDA Energy Hub A - KCI | Private Energy Partners Pty Ltd | QLD1 | Publicly Announced | Battery Storage | Lithium-ion | Battery storage | 260 | 2028-01-31 | 2054
Gladstone SDA Energy Hub B - KCI | Private Energy Partners Pty Ltd | QLD1 | Publicly Announced | Other | Other | Other | 396 | 2029-03-30 | 2054
Gladstone West Gas Project - KCI | AGL Energy Limited | QLD1 | Publicly Announced | Other | Other | Other | 700
Glanmire Solar Farm and BESS | Elgin Energy Pty Ltd | NSW1 | Anticipated | Battery Storage | Lithium-ion | Battery storage | 60 | 2027-07-31 | 2067
Glanmire Solar Farm and BESS | Elgin Energy Pty Ltd | NSW1 | Anticipated | Solar PV | Single Axis Tracking | Solar | 60 | 2027-07-31 | 2067
Glen Inness BESS - KCI | FIrm Power P/L | NSW1 | Publicly Announced | Battery Storage | Lithium-ion | Battery storage | 100.36 | 2030-12-21 | 2050
Glenbawn | AGL | NSW1 | In Service | Hydro | Dam | Hydro | 5 |  | 2035
Glenbawn Pumped Hydro Project | Water NSW | NSW1 | Publicly Announced | Hydro | Pumped Hydro | Pumped storage | 770
Glenbrae BESS | Acenergy | VIC1 | Publicly Announced | Battery Storage | Lithium-ion | Battery storage | 250
Glenellen Solar Farm | Glenellen Solar Farm Pty Ltd | NSW1 | In Commissioning | Solar PV | Fixed | Solar | 200 | 2026-06-01 | 2055
Glenmaggie Hydro | Pacific Hydro Investments Pty Ltd | VIC1 | In Service | Hydro | Dam | Hydro | 1.9 |  | 2055
Glennis Creek Pumped Hydro Project | Water NSW | NSW1 | Publicly Announced | Hydro | Pumped Hydro | Pumped storage | 642
Glenrowan BESS | Akaysha Energy Pty Ltd | VIC1 | Publicly Announced | Battery Storage | Lithium-ion | Battery storage | 355.68 | 2029-12-03 | 2065
Glenrowan BESS - Storage - KCI | Enervest Operations Pty Ltd | VIC1 | Publicly Announced | Battery Storage | Lithium-ion | Battery storage | 400 | 2030-03-31 | 2050
Glenrowan Solar Farm | Glenrowan Solar Farm Pty Ltd as trustee for Glenrowan Solar Farm Trust | VIC1 | In Service | Solar PV | Single Axis Tracking | Solar | 126 |  | 2053
Glenrowan West Solar Farm | Glenrowan Sun Farm Pty Ltd | VIC1 | In Service | Solar PV | Single Axis Tracking | Solar | 132 |  | 2051
Glenroy Hybrid Facility - Solar And BESS | M Renewables Australia Developments Pty Ltd | QLD1 | Publicly Announced | Battery Storage | Lithium-ion | Battery storage | 1000
Glenroy Hybrid Facility - Solar And BESS | M Renewables Australia Developments Pty Ltd | QLD1 | Publicly Announced | Solar PV | Fixed | Solar | 1000
Globe Derby BESS | Grid Store Pty Limited | SA1 | Publicly Announced | Battery Storage | Lithium-ion | Battery storage | 230
Gnarwarre BESS Facility | Gnarwarre BESS Asset Co Pty Ltd (ACN 651 342 602) in its capacity as trustee for the Gnarwarre BESS Asset Trust (ABN 98 136 806 603) | VIC1 | Committed | Battery Storage | Lithium-ion | Battery storage | 470.4 | 2027-11-30 | 2054
Goat Hill Pumped Hydro | Altura Group | SA1 | Publicly Announced | Hydro | Pumped Hydro | Pumped storage | 230 | 2050-03-01 | 2200
Gol Gol Wind Farm | Squadron Energy Developments Pty Ltd | NSW1 | Publicly Announced | Wind | Onshore | Wind | 499.66 | 2032-07-01 | 2060
Golden Plains BESS | Tag Energy Australia P/L | VIC1 | Committed | Battery Storage | Lithium-ion | Battery storage | 149.52 | 2027-07-01 | 2047
Golden Plains BESS North | TagEnergy Australia Pty Ltd | VIC1 | Publicly Announced | Battery Storage | Lithium-ion | Battery storage | 150 | 2029-01-01 | 2053
Golden Plains Wind Farm East | Golden Plains WF1 Pty Ltd as trustee for the Golden Plains WF1 Unit Trust | VIC1 | In Service | Wind | Onshore | Wind | 248 |  | 2055
Golden Plains Wind Farm East | Golden Plains WF1 Pty Ltd as trustee for the Golden Plains WF1 Unit Trust | VIC1 | In Service | Wind | Onshore | Wind | 260.4 |  | 2055
Golden Plains Wind Farm East | Golden Plains WF1 Pty Ltd as trustee for the Golden Plains WF1 Unit Trust | VIC1 | In Service | Wind | Onshore | Wind | 248 |  | 2055
Golden Plains Wind Farm West | Golden Plains WF2 Unit Trust | VIC1 | In Commissioning | Wind | Onshore | Wind | 258 | 2026-08-17 | 2057
Golden Plains Wind Farm West | Golden Plains WF2 Unit Trust | VIC1 | In Commissioning | Wind | Onshore | Wind | 299 | 2026-08-17 | 2058
GoodNight Hybrid Facility- Solar And BESS | Goodnight One Pty Ltd | QLD1 | Publicly Announced | Solar PV | Single Axis Tracking | Solar | 162 | 2030-09-02 | 2061
GoodNight Hybrid Facility- Solar And BESS | Goodnight One Pty Ltd | QLD1 | Publicly Announced | Battery Storage | Lithium-ion | Battery storage | 198 | 2030-09-02 | 2061
Goombi Renewable Energy Hub | Tag Energy Australia Pty Ltd | QLD1 | Publicly Announced | Wind | Onshore | Wind | 663.4
Goonumbla BESS | FRV | NSW1 | Publicly Announced | Battery Storage | Lithium-ion | Battery storage | 202.4 | 2031-03-31 | 2056
Goonumbla Solar Farm | Goonumbla Asset Co Pty Ltd as trustee for the Goonumbla Asset Trust | NSW1 | In Service | Solar PV | Single Axis Tracking | Solar | 69.75 |  | 2050
Goorambat BESS (LightsourceBP) | Lightsource Development Services Australia Pty Ltd | VIC1 | Publicly Announced | Battery Storage | Lithium-ion | Battery storage | 200 | 2031-06-30 | 2056
Goorambat East Solar Farm (ENGIE) | Engie | VIC1 | In Commissioning | Solar PV | Single Axis Tracking | Solar | 250 | 2026-04-21 | 2061
Gordon | Hydro-Electric Corporation | TAS1 | In Service | Hydro | Dam | Hydro | 144 |  | 2100
Gordon | Hydro-Electric Corporation | TAS1 | In Service | Hydro | Dam | Hydro | 144 |  | 2100
Gordon | Hydro-Electric Corporation | TAS1 | In Service | Hydro | Dam | Hydro | 144 |  | 2100
Goulburn River BESS | Lightsource Development Services Australia Pty Ltd | NSW1 | Anticipated | Battery Storage | Lithium-ion | Battery storage | 450 | 2028-08-01 | 2054
Goulburn River Solar Farm And BESS | Goulburn River Fund Pty Ltd | NSW1 | Committed | Battery Storage | Lithium-ion | Battery storage | 49.84 | 2027-03-31 | 2052
Goulburn River Solar Farm And BESS | Goulburn River Fund Pty Ltd | NSW1 | Committed | Solar PV | Single Axis Tracking | Solar | 588 | 2027-04-30 | 2067
Gould Creek BESS | Gould Creek BESS Project Pty Ltd | SA1 | Publicly Announced | Battery Storage | Lithium-ion | Battery storage | 215 | 2027-11-26 | 2047
Goyder BESS | Neoen Australia Pty Ltd | SA1 | Anticipated | Battery Storage | Lithium-ion | Battery storage | 199.28 | 2028-08-09 | 2053
Goyder BESS Stage 2 | Neoen Australia Pty Ltd | SA1 | Anticipated | Battery Storage | Lithium-ion | Battery storage | 199.28 | 2028-12-01 | 2055
Goyder North BESS 2 | Neoen Australia Pty Ltd | SA1 | Publicly Announced | Battery Storage | Lithium-ion | Battery storage | 300
Goyder North Wind Farm | Neoen Australia | SA1 | Anticipated | Wind | Onshore | Wind | 300 | 2029-12-31 | 2059
Goyder North Wind Farm | Neoen Australia | SA1 | Anticipated | Wind | Onshore | Wind | 300 | 2031-10-31 | 2059
Goyder South Wind Farm 1A | Goyder Wind Farm 1A Pty Ltd as trustee for Goyder Wind Farm 1A Trust | SA1 | In Service | Wind | Onshore | Wind | 209 |  | 2048
Goyder South Wind Farm 1B | Goyder Wind Farm 1B Pty Ltd as trustee for Goyder Wind Farm 1B Trust | SA1 | In Service | Wind | Onshore | Wind | 203.5 |  | 2049
Grahams Battery | AMPYR Energy | QLD1 | Publicly Announced | Battery Storage | Lithium-ion | Battery storage | 350
Grahamvale BESS - KCI | AE BESS 3 Pty Ltd as Trustee for AE BESS 3 Unit Trust | VIC1 | Publicly Announced | Battery Storage | Lithium-ion | Battery storage | 100
Granville Harbour Wind Farm | Granville Harbour Operations Pty Ltd as trustee for Granville Harbour Operations Trust | TAS1 | In Service | Wind | Onshore | Wind | 111.6 |  | 2055
Great Eastern Offshore Wind - KCI | GIG Australian Offshore Wind Energy Holdings Pty Ltd | VIC1 | Publicly Announced | Wind | Offshore - fixed | Wind | 2508
Great Lakes Battery | Neoen Australia Pty Ltd | TAS1 | Publicly Announced | Battery Storage | Lithium-ion | Battery storage | 100 | 2030-12-02 | 2055
Great Western Battery | Neoen Australia Pty Ltd | NSW1 | Anticipated | Battery Storage | Lithium-ion | Battery storage | 500 | 2029-11-30 | 2053
Greater Geelong Energy Hub - KCI |  | VIC1 | Publicly Announced | Solar PV | Single Axis Tracking | Solar | 2000
Greater Southern Offshore Wind - KCI | Greater Southern Offshore Wind Farm Project Co Pty Ltd | VIC1 | Publicly Announced | Wind | Offshore - fixed | Wind | 1500
Green Poly BESS Project (KCI) | Solquartz Holdings Pty Ltd | QLD1 | Publicly Announced | Battery Storage | Lithium-ion | Battery storage | 750
Greenbank BESS | CSE BESS Pty Ltd | QLD1 | In Service | Battery Storage | Lithium-ion | Battery storage | 200 |  | 2040
Gregadoo Solar Farm | Gregadoo Solar Farm Pty Ltd | NSW1 | Publicly Announced | Solar PV | Fixed | Solar | 45
Griffith BESS | Griffith BESS Project Co Pty Ltd as trustee for the Griffith BESS Project Trust | NSW1 | Anticipated | Battery Storage | Lithium-ion | Battery storage | 162.43 | 2028-12-30 | 2048
Griffith Solar Farm | Griffith Solar Farm Pty Ltd | NSW1 | In Service | Solar PV | Single Axis Tracking | Solar | 27.24 |  | 2042
Grosvenor 1 | EDL Projects Australia Pty Ltd | QLD1 | In Service | Other | Other | Gas | 21.28 |  | 2038
Grosvenor 2 Waste Coal Mine Gas Power Station | EDL Projects Australia Pty Ltd | QLD1 | Publicly Announced | Other | Other | Gas | 15.2 |  | 2038
Gugaa BESS | Silo Energy Ltd | NSW1 | Publicly Announced | Battery Storage | Lithium-ion | Battery storage | 1024
Guildford Wind Farm | ARK Energy Corporation Pty Ltd | TAS1 | Publicly Announced | Wind | Onshore | Wind | 525.6
Gullen Gas Power Generator | APA Power Holdings Pty Ltd | NSW1 | Publicly Announced | Gas Turbine | OCGT | Gas | 700
Gullen Range Solar Farm | New Gullen Range Wind Farm Pty Ltd | NSW1 | In Service | Solar PV | Fixed | Solar | 10 |  | 2050
Gullen Range Wind Farm | New Gullen Range Wind Farm Pty Ltd | NSW1 | In Service | Wind | Onshore | Wind | 25.5 |  | 2050
Gullen Range Wind Farm | New Gullen Range Wind Farm Pty Ltd | NSW1 | In Service | Wind | Onshore | Wind | 140 |  | 2050
Gullen Range Wind Farm 2 | BEIJING JINGNENG CLEAN ENERGY (AUSTRALIA) HOLDING PTY LTD | NSW1 | In Service | Wind | Onshore | Wind | 110.67 | 2022-10-27 | 2055
Gundary Solar Farm and BESS | Lightsource Development Services Australia Pty Ltd | NSW1 | Publicly Announced | Battery Storage | Lithium-ion | Battery storage | 320 | 2029-06-01 | 2054
Gundary Solar Farm and BESS | Lightsource Development Services Australia Pty Ltd | NSW1 | Publicly Announced | Solar PV | Single Axis Tracking | Solar | 320 | 2029-06-01 | 2069
Gundary standalone BESS - KCI | Lightsource Asset Management Australia Pty Ltd | NSW1 | Publicly Announced | Battery Storage | Lithium-ion | Battery storage | 590.7
Gunnedah BESS | Gunnedah Battery Subco Pty Ltd | NSW1 | Publicly Announced | Battery Storage | Lithium-ion | Battery storage | 70 | 2028-01-01 | 2055
Gunnedah East BESS (Green Leap) - KCI | Green Leap P/L | NSW1 | Publicly Announced | Battery Storage | Lithium-ion | Battery storage | 100
Gunnedah Solar Farm | Gunnedah SF Pty Ltd atf Gunnedah Asset Trust | NSW1 | In Service | Solar PV | Single Axis Tracking | Solar | 129.6 |  | 2056
Gunning Hybrid | Gunning Subco Pty Ltd as trustee for the Gunning Unit Trust | NSW1 | Anticipated | Solar PV | Fixed | Solar | 294 | 2028-06-01 | 2053
Gunning Hybrid | Gunning Subco Pty Ltd as trustee for the Gunning Unit Trust | NSW1 | Anticipated | Battery Storage | Lithium-ion | Battery storage | 158.04 | 2028-06-01 | 2053
Gunning Wind Farm | Gunning Wind Energy Developments | NSW1 | In Service | Wind | Onshore | Wind | 16.5 |  | 2036
Gunning Wind Farm | Gunning Wind Energy Developments | NSW1 | In Service | Wind | Onshore | Wind | 30 |  | 2036
Gunsynd BESS | Gunsynd BESS Pty Ltd | QLD1 | Publicly Announced | Battery Storage | Lithium-ion | Battery storage | 100
Gunsynd Solar Farm | Progressive Renewable Developments Goondiwindi Pty Ltd (ACN 629 560 621) as trustee for the Gunsynd Solar Farm Project Trust | QLD1 | In Commissioning | Solar PV | Single Axis Tracking | Solar | 123 | 2026-03-26 | 2061
Gurambilbarra Energy Hub | 365 Future Energy | QLD1 | Publicly Announced | Other | Other | Other | 1186
Guthega | Snowy Hydro Ltd | NSW1 | In Service | Hydro | Dam | Hydro | 30 |  | 2070
Guthega | Snowy Hydro Ltd | NSW1 | In Service | Hydro | Dam | Hydro | 30 |  | 2070
Guthrie’s Gap Solar Power Station | Edify Energy Pty Ltd | QLD1 | Committed* | Battery Storage | Lithium-ion | Battery storage | 300 | 2028-12-01 | 2059
Guthrie’s Gap Solar Power Station | Edify Energy Pty Ltd | QLD1 | Committed* | Solar PV | Single Axis Tracking | Solar | 300 | 2029-05-01 | 2059
Hallam Road | LMS Energy Pty Ltd | VIC1 | In Service | Gas Turbine | Other | Gas | 8.96 |  | 2060
Hallett 4 North Brown Hill | Brown Hill North Pty Ltd | SA1 | In Service | Wind | Onshore | Wind | 132.3 |  | 2036
Hallett 5 The Bluff WF | Eurus Energy | SA1 | In Service | Wind | Onshore | Wind | 52.5 |  | 2036
Hallett BESS | EnergyAustralia Hallett Pty Ltd | SA1 | Anticipated | Battery Storage | Lithium-ion | Battery storage | 49.98 | 2027-07-30 | 2047
Hallett Power Station | EnergyAustralia Hallett Pty Ltd | SA1 | In Service | Gas Turbine | OCGT | Gas | 18.9 |  | 2036
Hallett Power Station | EnergyAustralia Hallett Pty Ltd | SA1 | In Service | Gas Turbine | OCGT | Gas | 18.9 |  | 2040
Hallett Power Station | EnergyAustralia Hallett Pty Ltd | SA1 | In Service | Gas Turbine | OCGT | Gas | 18 |  | 2040
Hallett Power Station | EnergyAustralia Hallett Pty Ltd | SA1 | In Service | Gas Turbine | OCGT | Gas | 21.76 |  | 2040
Hallett Power Station | EnergyAustralia Hallett Pty Ltd | SA1 | In Service | Gas Turbine | OCGT | Gas | 27 |  | 2040
Hallett Power Station | EnergyAustralia Hallett Pty Ltd | SA1 | In Service | Gas Turbine | OCGT | Gas | 25.6 |  | 2040
Hallett Power Station | EnergyAustralia Hallett Pty Ltd | SA1 | In Service | Gas Turbine | OCGT | Gas | 17 |  | 2040
Hallett Power Station | EnergyAustralia Hallett Pty Ltd | SA1 | In Service | Gas Turbine | OCGT | Gas | 17 |  | 2040
Hallett Power Station | EnergyAustralia Hallett Pty Ltd | SA1 | In Service | Gas Turbine | OCGT | Gas | 17 |  | 2040
Hallett Power Station | EnergyAustralia Hallett Pty Ltd | SA1 | In Service | Gas Turbine | OCGT | Gas | 17 |  | 2036
Hallett Power Station | EnergyAustralia Hallett Pty Ltd | SA1 | In Service | Gas Turbine | OCGT | Gas | 20.75 |  | 2040
Hallett Power Station | EnergyAustralia Hallett Pty Ltd | SA1 | In Service | Gas Turbine | OCGT | Gas | 20.75 |  | 2040
Hallett Power Station | EnergyAustralia Hallett Pty Ltd | SA1 | In Service | Gas Turbine | OCGT | Gas | 37.2 |  | 2051
Hallett Stage 1 Brown Hill | Palisade Investment Partner Limited | SA1 | In Service | Wind | Onshore | Wind | 94.5 |  | 2043
Hallett Stage 2 Hallett Hill | Infrastructure Capital Group Limited | SA1 | In Service | Wind | Onshore | Wind | 71.4 |  | 2035
Halys BESS - Iberdrola | IBERDROLA AUSTRALIA DEVELOPMENT PTY LIMITED | QLD1 | Publicly Announced | Battery Storage | Lithium-ion | Battery storage | 500
Halys BESS (X-Elio) | X-Elio Australia Pty Ltd | QLD1 | Publicly Announced | Battery Storage | Lithium-ion | Battery storage | 300
Halys BESS 2 (Akaysha) | Halys BESS ProjectCo Pty Ltd | QLD1 | Publicly Announced | Battery Storage | Lithium-ion | Battery storage | 561.12 | 2029-07-02 | 2060
Halys to Chinchilla DCA Battery - KCI | UGL Pty Ltd | QLD1 | Publicly Announced | Battery Storage | Lithium-ion | Battery storage | 150
Hamilton Solar Farm | Hamilton Solar Farm Pty Ltd | QLD1 | In Service | Solar PV | Single Axis Tracking | Solar | 57.5 |  | 2048
Hampton Park SESS | Hampton Solar Park Pty Ltd | NSW1 | Publicly Announced | Solar PV | Single Axis Tracking | Solar | 107.4 | 2028-10-06 | 2063
Hampton Park SESS | Hampton Solar Park Pty Ltd | NSW1 | Publicly Announced | Battery Storage | Lithium-ion | Battery storage | 107.4 | 2028-10-06 | 2063
Hanworth BESS - KCI |  | NSW1 | Publicly Announced | Battery Storage | Lithium-ion | Battery storage | 1200
Happy Valley Reservoir | South Australian Water Corporation | SA1 | In Service | Solar PV | Single Axis Tracking | Solar | 11 |  | 2041
Happy Valley Reservoir | South Australian Water Corporation | SA1 | In Service | Battery Storage | Lithium-ion | Battery storage | 4.41 |  | 2041
Hargaves BESS | Tilt Renewables Australia Pty Ltd | NSW1 | Publicly Announced | Battery Storage | Lithium-ion | Battery storage | 300
Hargaves Wind Farm | Tilt Renewables Australia Pty Ltd | NSW1 | Publicly Announced | Wind | Onshore | Wind | 400
Hargraves BESS | Tilt Renewables DevCo Pty Ltd as the trustee for Development Hold Trust | NSW1 | Publicly Announced | Battery Storage | Lithium-ion | Battery storage | 300 | 2032-12-31 | 2050
Hargraves BESS | Tilt Renewables DevCo Pty Ltd as the trustee for Development Hold Trust | NSW1 | Publicly Announced | Wind | Onshore | Wind | 406.98 | 2032-12-31 | 2050
Hargraves Energy Project - Wind Solar And BESS | Energy Estate | NSW1 | Publicly Announced | Battery Storage | Lithium-ion | Battery storage | 200
Hargraves Energy Project - Wind Solar And BESS | Energy Estate | NSW1 | Publicly Announced | Solar PV | Fixed | Solar | 300
Hargraves Energy Project - Wind Solar And BESS | Energy Estate | NSW1 | Publicly Announced | Wind | Onshore | Wind | 600
Harlin Solar Farm | Harlin Solar Pty Ltd | QLD1 | Publicly Announced | Solar PV | Single Axis Tracking | Solar | 400
Harlin Solar Farm | Harlin Solar Pty Ltd | QLD1 | Publicly Announced | Battery Storage | Lithium-ion | Battery storage | 240
Harrami Wind Farm | Mainstream | QLD1 | Publicly Announced | Wind | Onshore | Wind | 799.2
Harrogate BESS | Potentia Energy HoldCo Pty Ptd | SA1 | Publicly Announced | Battery Storage | Lithium-ion | Battery storage | 408.28 | 2029-07-27 | 2050
Hastings Generation Site | Esso Australia Resources | VIC1 | In Service | Gas Turbine | OCGT | Gas | 14.33 |  | 2034
Hastings Generation Site | Esso Australia Resources | VIC1 | In Service | Gas Turbine | OCGT | Gas | 14.33 |  | 2034
Hastings Generation Site | Esso Australia Resources | VIC1 | In Service | Gas Turbine | OCGT | Gas | 14.33 |  | 2034
Haughton BESS | Pacific Hydro Haughton Solar Farm Pty Ltd | QLD1 | Publicly Announced | Battery Storage | Lithium-ion | Battery storage | 316.8 | 2029-01-07 | 2049
Haughton Solar Farm Stage 1 | Pacific Hydro Haughton Solar Farm Pty Ltd | QLD1 | In Service | Solar PV | Single Axis Tracking | Solar | 132.84 |  | 2049
Haughton Solar Farm Stage 2 | Pacific Hydro Australia Pty Ltd | QLD1 | Anticipated | Solar PV | Single Axis Tracking | Solar | 309.12 | 2029-01-01 | 2049
Hawkesdale Wind Farm | Hawkesdale Asset Pty Ltd as trustee for Hawkesdale Asset Trust | VIC1 | In Service | Wind | Onshore | Wind | 96.6 |  | 2054
Hay Sun Farm | Hay Solar Farm Pty Ltd as Trustee of the Hay Solar Farm Trust | NSW1 | Anticipated | Solar PV | Single Axis Tracking | Solar | 140.8 | 2028-03-01 | 2068
Hayman Solar Farm | Hayman Solar Farm Pty Ltd as trustee for Hayman Solar Farm Trust | QLD1 | In Service | Solar PV | Single Axis Tracking | Solar | 49.98 |  | 2048
Hazelwood Battery Energy Storage System (HBESS) | Hazelwood BESS Project Co Pty Ltd as trustee for the HBESS Asset Trust | VIC1 | In Service | Battery Storage | Lithium-ion | Battery storage | 200.07 |  | 2043
Hazelwood BESS - KCI | International Power (Australia) Pty Ltd | VIC1 | Publicly Announced | Battery Storage | Lithium-ion | Battery storage | 150 |  | 2048
Hazelwood East BESS - KCI | Hazelwood East BESS | VIC1 | Publicly Announced | Battery Storage | Lithium-ion | Battery storage | 500
Hazelwood North Solar Farm - KCI | Manthos Investments Pty Ltd | VIC1 | Publicly Announced | Solar PV | Fixed | Solar | 480
Heatherton BESS | Heatherton BESS Pty Ltd | VIC1 | Publicly Announced | Battery Storage | Lithium-ion | Battery storage | 71.4 | 2027-11-30 | 2050
Hellyer Wind Farm | ARK Energy Corporation Pty Ltd | TAS1 | Publicly Announced | Wind | Onshore | Wind | 155
Herries Range Wind Farm | Acciona Energy Global Australia | QLD1 | Publicly Announced | Wind | Onshore | Wind | 897.6 | 2030-12-31 | 2055
Hexham | Wind Prospect WA Pty Ltd | VIC1 | Publicly Announced | Battery Storage | Lithium-ion | Battery storage | 200.32 | 2030-11-01 | 2065
Hexham | Wind Prospect WA Pty Ltd | VIC1 | Publicly Announced | Wind | Onshore | Wind | 720.8 | 2030-11-01 | 2065
Heywood BESS | Atmos Renewables | VIC1 | Publicly Announced | Battery Storage | Lithium-ion | Battery storage | 423.2 | 2028-12-01 | 2053
Hidden Hill BESS - KCI | Private Energy Partners Pty Ltd | NSW1 | Publicly Announced | Battery Storage | Lithium-ion | Battery storage | 520
High Sea Wind Farm | High Sea Wind Pty Ltd | VIC1 | Publicly Announced | Wind | Offshore - fixed | Wind | 1281 | 2035-07-25 | 2068
Hills of Gold Wind Farm | Someva Renewables | NSW1 | Publicly Announced | Wind | Onshore | Wind | 420 | 2029-12-01 | 2058
Hillston Sun Farm | Hillston Sun Farm Operations Pty Ltd ATF Hillston | NSW1 | In Service | Solar PV | Single Axis Tracking | Solar | 110 |  | 2046
Hobart Show Grounds BESS | Gravitas | TAS1 | Publicly Announced | Battery Storage | Lithium-ion | Battery storage | 11
Hollow Tree Wind Farm | Goldwind Australia | TAS1 | Publicly Announced | Wind | Onshore | Wind | 421.2 | 2032-07-01 | 2062
Holloway - Battery | SynCo Global | NSW1 | Publicly Announced | Battery Storage | Lithium-ion | Battery storage | 368.76 | 2029-03-30 | 2060
Holloway BESS - KCI | Bushranger Project Pty Ltd. | NSW1 | Publicly Announced | Battery Storage | Lithium-ion | Battery storage | 561.6
Hookey Creek Hybrid - Solar And BESs - KCI | Zebre Pty Ltd | QLD1 | Publicly Announced | Battery Storage | Lithium-ion | Battery storage | 200 | 2029-03-30 | 2054
Hookey Creek Hybrid - Solar And BESs - KCI | Zebre Pty Ltd | QLD1 | Publicly Announced | Solar PV | Single Axis Tracking | Solar | 100 | 2029-03-30 | 2059
Hopeland BESS | Pacific Partnerships | QLD1 | Publicly Announced | Battery Storage | Lithium-ion | Battery storage | 230.4 | 2028-12-06 | 2029
Hopeland Solar Farm | Hopeland Solar Farm Pty Ltd as trustee for the Hopeland Solar Farm Trust | QLD1 | Publicly Announced | Solar PV | Fixed | Solar | 327.6
Hornsdale Power Reserve Unit 1 | Hornsdale Power Reserve Pty Ltd | SA1 | In Service | Battery Storage | Lithium-ion | Battery storage | 50 |  | 2057
Hornsdale Power Reserve Unit 1 | Hornsdale Power Reserve Pty Ltd | SA1 | In Service | Battery Storage | Lithium-ion | Battery storage | 100 |  | 2057
Hornsdale Wind Farm Stage 1 | HWF 1 Pty Ltd | SA1 | In Service | Wind | Onshore | Wind | 102.4 |  | 2056
Hornsdale Wind Farm Stage 2 | HWF 2 Pty Ltd | SA1 | In Service | Wind | Onshore | Wind | 102.4 |  | 2057
Hornsdale Wind Farm Stage 3 | HWF 3 Pty Ltd | SA1 | In Service | Wind | Onshore | Wind | 112 |  | 2057
Horsham BESS | ESCO Solar Farm 7 Trust | VIC1 | Committed | Battery Storage | Lithium-ion | Battery storage | 155.8 | 2027-06-30 | 2066
Horsham Solar Farm | ESCO SOLAR FARM 7 PTY LTD | VIC1 | Committed | Solar PV | Single Axis Tracking | Solar | 151.2 | 2026-12-31 | 2066
Hughenden Sun Farm | Hughenden Solar Pty Ltd as Trustee for Hughenden Solar Trust | QLD1 | In Service | Solar PV | Single Axis Tracking | Solar | 21.06 |  | 2048
Hughes Gap BESS | ReEnerge Australia Holdings Pty Ltd | SA1 | Publicly Announced | Battery Storage | Lithium-ion | Battery storage | 300
Hughes Gap WF - KCI | ReEnerge Australia Pty Ltd | SA1 | Publicly Announced | Wind | Onshore | Wind | 300
Hughes Road BESS | BayWA r.e Projects Australia Pty Ltd | QLD1 | Publicly Announced | Battery Storage | Lithium-ion | Battery storage | 200 | 2028-02-04
Hume Bess (ARIF) | The Trustee for the ARIF Hume BESS Holdings Trust | NSW1 | Publicly Announced | Battery Storage | Lithium-ion | Battery storage | 75 | 2028-06-30 | 2037
Hume Dam NSW | GSPOWER | NSW1 | In Service | Hydro | Dam | Hydro | 29 |  | 2057
Hume Dam VIC | GSP Energy Pty Ltd | VIC1 | In Service | Hydro | Dam | Hydro | 29 |  | 2057
Hume North Battery Energy Storage System | Infrastructure Capital Services Pty Ltd as trustee for the ARIF Hume BESS Holdings Trust | NSW1 | Publicly Announced | Battery Storage | Lithium-ion | Battery storage | 75
Hunter Central Coast Offshore Energy (Wind) | Energy Estate | NSW1 | Publicly Announced | Wind | Offshore - fixed | Wind | 1400
Hunter EconomicZone | Snowy Hydro Ltd | NSW1 | In Service | Gas Turbine | OCGT | Gas | 20.64 |  | 2036
Ilford Green Energy Hub | brightnightpower_NR | NSW1 | Publicly Announced | Solar PV | Single Axis Tracking | Solar | 175.6 | 2030-11-01 | 2070
Ilford Green Energy Hub | brightnightpower_NR | NSW1 | Publicly Announced | Battery Storage | Lithium-ion | Battery storage | 597.04 | 2029-11-01 | 2069
Ilford Green Energy Hub | brightnightpower_NR | NSW1 | Publicly Announced | Wind | Onshore | Wind | 322 | 2032-09-01 | 2072
Illawarra Offshore Wind Farm | OceanEx Energy | NSW1 | Publicly Announced | Wind | Offshore - fixed | Wind | 2000 | 2031-01-01
Inghams 475 Badgerys Creek | CleanPeak Energy | NSW1 | Publicly Announced | Battery Storage | Lithium-ion | Battery storage | 0 |  | 2058
Inverell Battery Energy Storage System | Inverell BESS Development Pty Ltd | NSW1 | Publicly Announced | Battery Storage | Lithium-ion | Battery storage | 193.2 | 2029-01-01 | 2049
Inverleigh Solar Farm | TBA | VIC1 | Publicly Announced | Solar PV | Fixed | Solar | 22
Inverleigh Wind Farm | Inverleigh Wind Farm Pty Ltd | VIC1 | Anticipated | Wind | Onshore | Wind | 91.5 | 2028-06-30 | 2057
Invicta Mill | Haughton Sugar Company Pty Limited | QLD1 | In Service | Other | Biomass | Bioenergy | 9 |  | 2040
Invicta Mill | Haughton Sugar Company Pty Limited | QLD1 | In Service | Other | Biomass | Bioenergy | 2.5 |  | 2040
Invicta Mill | Haughton Sugar Company Pty Limited | QLD1 | In Service | Other | Biomass | Bioenergy | 38.8 |  | 2040
Ironbark Power Station 20MW Expansion | Carbon Logica Pty Ltd | QLD1 | Publicly Announced | Other | Other | Other | 20
Isaac Power Station - KCI | Isaac Power Station Pty Ltd | QLD1 | Publicly Announced | Other | Other | Other | 120
ISIS Central Sugar Mill Co-generation Plant | SUSTAINABLE ENERGY INFRASTRUCTURE | QLD1 | In Service | Gas Turbine | Steam Turbine | Gas | 25
Ivanhoe BESS | Ivanhoe Coal Pty Ltd | NSW1 | Publicly Announced | Battery Storage | Lithium-ion | Battery storage | 702
J Pierce Road BESS | J Pierce Road BESS Pty Ltd | QLD1 | Publicly Announced | Battery Storage | Lithium-ion | Battery storage | 542.8 | 2027-03-31 | 2053
Jackson North BESS | Equis Energy (Australia) Projects (Ngumi 6) Pty Ltd as trustee for the Equis Energy(Australia) Ngumi 6 Asset Trust | QLD1 | Publicly Announced | Battery Storage | Lithium-ion | Battery storage | 216.16 | 2030-07-01 | 2050
Jackson North Wind Farm | Equis Australia | QLD1 | Publicly Announced | Wind | Onshore | Wind | 613.8 | 2030-01-01 | 2060
Jackson Solar Farm and BESS | Energy Estate | QLD1 | Publicly Announced | Battery Storage | Lithium-ion | Battery storage | 400
Jackson Solar Farm and BESS | Energy Estate | QLD1 | Publicly Announced | Solar PV | Fixed | Solar | 400
Jeeralang A | EnergyAustralia Ecogen Py Ltd | VIC1 | In Service | Gas Turbine | OCGT | Gas | 53 |  | 2039
Jeeralang A | EnergyAustralia Ecogen Py Ltd | VIC1 | In Service | Gas Turbine | OCGT | Gas | 53 |  | 2039
Jeeralang A | EnergyAustralia Ecogen Py Ltd | VIC1 | In Service | Gas Turbine | OCGT | Gas | 53 |  | 2039
Jeeralang A | EnergyAustralia Ecogen Py Ltd | VIC1 | In Service | Gas Turbine | OCGT | Gas | 53 |  | 2039
Jeeralang B Power Station | EnergyAustralia Ecogen Pty Ltd | VIC1 | In Service | Gas Turbine | OCGT | Gas | 76 |  | 2039
Jeeralang B Power Station | EnergyAustralia Ecogen Pty Ltd | VIC1 | In Service | Gas Turbine | OCGT | Gas | 76 |  | 2039
Jeeralang B Power Station | EnergyAustralia Ecogen Pty Ltd | VIC1 | In Service | Gas Turbine | OCGT | Gas | 76 |  | 2039
Jemalong Solar | Genex Power | NSW1 | In Service | Solar PV | Single Axis Tracking | Solar | 55 |  | 2050
Jeremiah Wind Farm | Squadron Energy Services Pty Ltd | NSW1 | Publicly Announced | Wind | Onshore | Wind | 288 | 2031-01-01 | 2060
Jindabyne | Snowy Hydro Ltd | NSW1 | In Service | Hydro | Dam | Hydro | 1.1 |  | 2070
Jindera BESS | BESS ATLANTIC PTY LTD | NSW1 | Publicly Announced | Battery Storage | Lithium-ion | Battery storage | 250 | 2029-03-20 | 2050
Jindera BESS - Storage - KCI | BESS Atlantic | NSW1 | Publicly Announced | Battery Storage | Lithium-ion | Battery storage | 250
Jindera Solar Farm | Jindera Solar Farm Pty Ltd | NSW1 | Publicly Announced | Solar PV | Fixed | Solar | 120.08
Joel Joel BESS | ACEnergy Pty Ltd | VIC1 | Anticipated | Battery Storage | Lithium-ion | Battery storage | 318.56 | 2028-10-02 | 2048
Joel Joel BESS 2 - KCI | ACEnergy Pty Ltd | VIC1 | Publicly Announced | Battery Storage | Lithium-ion | Battery storage | 500
Joel Joel BESS 2 - KCI | Hydro-Electric Corporation | TAS1 | In Service | Hydro | Dam | Hydro | 144 |  | 2100
Jounama | Snowy Hydro Ltd | NSW1 | In Service | Hydro | Dam | Hydro | 14.4 |  | 2070
Junction Rivers Wind And BESS | Junction Rivers Pty Ltd | NSW1 | Publicly Announced | Battery Storage | Lithium-ion | Battery storage | 237.6 | 2032-04-30 | 2060
Junction Rivers Wind And BESS | Junction Rivers Pty Ltd | NSW1 | Publicly Announced | Wind | Onshore | Wind | 595.2 | 2032-04-30 | 2060
Junee Solar Farm | Junee Operationsco Pty Ltd as trustee for Junee Operations Trust | NSW1 | In Service | Solar PV | Single Axis Tracking | Solar | 36.08 |  | 2050
Kaban Wind Farm | Kaban Wind Farm Trust | QLD1 | In Service | Wind | Onshore | Wind | 156.8 |  | 2048
Kaloya Moa Standalone BESS | Samsung C&amp;amp;T Renewable Energy Australia Pty Ltd | QLD1 | Publicly Announced | Battery Storage | Lithium-ion | Battery storage | 138.6 | 2030-07-31 | 2060
Kangaroo Valley BESS | FIrm Power P/L | NSW1 | Publicly Announced | Battery Storage | Lithium-ion | Battery storage | 405.3 | 2028-08-01 | 2052
Karadoc Solar Farm | Iraak Sun Farm Pty Ltd | VIC1 | In Service | Solar PV | Single Axis Tracking | Solar | 90.06 |  | 2048
Karangi BESS | AE BESS 12 Pty Ltd as trustee of AE BESS 12 Unit Trust | NSW1 | Publicly Announced | Battery Storage | Lithium-ion | Battery storage | 319.2
Karara BESS - KCI | ACCIONA Energy | QLD1 | Publicly Announced | Battery Storage | Lithium-ion | Battery storage | 400 | 2028-06-30 | 2054
Kareeya | CleanCo Queensland Limited | QLD1 | In Service | Hydro | Run of River | Hydro | 21.6 |  | 2057
Kareeya | CleanCo Queensland Limited | QLD1 | In Service | Hydro | Run of River | Hydro | 21.6 |  | 2057
Kareeya | CleanCo Queensland Limited | QLD1 | In Service | Hydro | Run of River | Hydro | 21.6 |  | 2057
Kareeya | CleanCo Queensland Limited | QLD1 | In Service | Hydro | Run of River | Hydro | 21.6 |  | 2057
Kareeya 5 | CleanCo Queensland Limited | QLD1 | In Service | Hydro | Dam | Hydro | 7 |  | 2057
Kariboe Wind Farm | Kariboe Wind Farm Pty Ltd | QLD1 | Publicly Announced | Wind | Onshore | Wind | 1020
Karma Wind Farm - KCI | CI Karma Pty Ltd as trustee for the CI Karma Trust | QLD1 | Publicly Announced | Wind | Onshore | Wind | 966
Kayuga Solar Farm and BESS | European Energy | NSW1 | Publicly Announced | Solar PV | Lithium-ion | Solar | 85
Kayuga Solar Farm and BESS | European Energy | NSW1 | Publicly Announced | Battery Storage | Lithium-ion | Battery storage | 50
Keepit | GSP Energy Pty Ltd | NSW1 | In Service | Hydro | Dam | Hydro | 7.2 |  | 2050
Kelsey Creek Solar Farm | BayWa r.e. Solar Project Pty Ltd | QLD1 | Publicly Announced | Solar PV | Fixed | Solar | 50
Kemps Creek BESS | BG Admin Pty Ltd | NSW1 | Publicly Announced | Battery Storage | Lithium-ion | Battery storage | 1000 |  | 2089
Kennedy Energy Park | Windlab/Eurus | QLD1 | In Service | Wind | Onshore | Wind | 43.2 |  | 2046
Kennedy Energy Park | Windlab/Eurus | QLD1 | In Service | Solar PV | Single Axis Tracking | Solar | 15 |  | 2046
Kennedy Energy Park | Windlab/Eurus | QLD1 | In Service | Battery Storage | Lithium-ion | Battery storage | 2 |  | 2046
Kentbruck Green Power Hub | Kentbruck Wind Farm Pty Ltd atf Kentbruck Wind Farm Trust | VIC1 | Publicly Announced | Wind | Onshore | Wind | 600 | 2030-06-30 | 2057
Kerang Battery Plant | BSR EPC P/L | VIC1 | Publicly Announced | Battery Storage | Lithium-ion | Battery storage | 244.8 | 2030-01-10 | 2051
Kerang BESS | Kerang Bess Pty Ltd | VIC1 | Publicly Announced | Battery Storage | Lithium-ion | Battery storage | 103.04 | 2028-03-31 | 2067
Kerang Hybrid | Tag Energy Australia Pty Ltd | VIC1 | Publicly Announced | Solar PV | Single Axis Tracking | Solar | 116.2 | 2028-07-01 | 2059
Kerang Hybrid | Tag Energy Australia Pty Ltd | VIC1 | Anticipated | Battery Storage | Lithium-ion | Battery storage | 54.04 | 2028-07-01 | 2058
Kerang Solar Plant | Kerang Solar Plant Pty Ltd | VIC1 | In Service | Solar PV | Fixed | Solar | 37.8 |  | 2050
Kerrawary Power Station | Origin Energy | NSW1 | Publicly Announced | Gas Turbine | OCGT | Gas | 385 | 2032-12-31 | 2072
Kerrawary Power Station | Origin Energy | NSW1 | Publicly Announced | Gas Turbine | OCGT | Gas | 385 | 2029-12-31 | 2072
Kerrs Creek Wind Farm | KERRS CREEK WF PROJECT CO PTY LTD | NSW1 | Anticipated | Wind | Onshore | Wind | 396 | 2030-10-01 | 2060
Kiamal BESS | TotalEnergies Renewables Australia | VIC1 | Publicly Announced | Battery Storage | Lithium-ion | Battery storage | 220.16 | 2028-08-31 | 2057
Kiamal Solar Farm - Stage 1 | KSF Project Nominees Pty Ltd ATF KSF Project Trust | VIC1 | In Service | Solar PV | Single Axis Tracking | Solar | 199.5 |  | 2049
Kiar BESS | Bid Energy Partners Pty Ltd | NSW1 | Publicly Announced | Battery Storage | Lithium-ion | Battery storage | 1001.56 | 2028-12-01 | 2050
Kiata Wind Farm | Kiata ProjectCo Pty Ltd atf Kiata Project Trust | VIC1 | In Service | Wind | Onshore | Wind | 31.05 |  | 2042
Kidston BESS | Genex Power Ltd | QLD1 | Publicly Announced | Battery Storage | Lithium-ion | Battery storage | 200 | 2030-12-31 | 2050
Kidston Pumped Storage Hydro Project 250MW | Genex Power Ltd | QLD1 | Committed | Hydro | Pumped Hydro | Pumped storage | 125 | 2027-07-01 | 2065
Kidston Pumped Storage Hydro Project 250MW | Genex Power Ltd | QLD1 | Committed | Hydro | Pumped Hydro | Pumped storage | 125 | 2027-07-01 | 2065
Kidston Solar Project Phase One | Genex Power Limited | QLD1 | In Service | Solar PV | Fixed | Solar | 50 |  | 2037
Kidston Solar Project Phase Two | Genex Power Limited | QLD1 | Publicly Announced | Solar PV | Fixed | Solar | 270 | 2035-01-01 | 2050
KIEWA VALLEY BESS | KIEWA VALLEY BESS NOMINEES PTY LTD on behalf of KIEWA VALLEY BESS Trust | VIC1 | Publicly Announced | Battery Storage | Lithium-ion | Battery storage | 844.8 | 2028-06-01 | 2048
Kincraig BESS | TagEnergy Australia Pty Ltd | SA1 | Publicly Announced | Battery Storage | Lithium-ion | Battery storage | 187.2 | 2028-12-31 | 2058
Kingaroy Solar Farm | Kingaroy PropertyCo Pty Ltd as trustee for Kingaroy Property Trust | QLD1 | In Service | Solar PV | Single Axis Tracking | Solar | 39.96 |  | 2050
Kingfisher Solar Storage - Storage | Lyon Solar | SA1 | Publicly Announced | Battery Storage | Lithium-ion | Battery storage | 100
Kings Plain Wind Farm | Enerfin Energy Services Pty Ltd. | NSW1 | Publicly Announced | Wind | Onshore | Wind | 399.61
Kingswood BESS | Iberdrola Australia Development Pty Ltd. | NSW1 | Publicly Announced | Battery Storage | Lithium-ion | Battery storage | 250 | 2027-12-01 | 2060
Koberinga Solar Farm | ESCO Pacific | QLD1 | Publicly Announced | Solar PV | Fixed | Solar | 55
Kogan Creek | Kogan Creek Power Station Pty Ltd | QLD1 | In Service | Coal | Black Coal | Coal | 744 |  | 2042
Koolunga Battery Energy Storage System | Equis Energy (Australia) Projects (Ngumi 6) Pty Ltd as trustee for the Equis Energy (Australia) Ngumi 6 Asset Trust | SA1 | Publicly Announced | Battery Storage | Lithium-ion | Battery storage | 215.6 | 2028-01-01 | 2050
Koorakee Wind Farm | Squadron Energy Services Pty Ltd | NSW1 | Publicly Announced | Wind | Onshore | Wind | 300 | 2030-07-01 | 2069
Koorangie BESS Stage 2 | Edify Energy Pty Ltd | VIC1 | Publicly Announced | Battery Storage | Lithium-ion | Battery storage | 150
Koorangie Energy Storage System | Shell Energy | VIC1 | In Service | Battery Storage | Lithium-ion | Battery storage | 193 |  | 2055
Koyuga Nanneella Wind Farm | FERA Australia Pty Ltd | VIC1 | Publicly Announced | Wind | Onshore | Wind | 234 | 2032-01-01 | 2061
Kurri Kurri Battery | CEP Energy | NSW1 | Publicly Announced | Battery Storage | Lithium-ion | Battery storage | 1200
Kurri Kurri Power Station | Snowy Hydro Limited | NSW1 | In Commissioning | Gas Turbine | OCGT | Gas | 375 | 2026-09-01 | 2064
Kurri Kurri Power Station | Snowy Hydro Limited | NSW1 | In Commissioning | Gas Turbine | OCGT | Gas | 375 | 2026-09-01 | 2064
Ladbroke Grove | Origin Energy Power Limited | SA1 | In Service | Gas Turbine | OCGT | Gas | 40 |  | 2040
Ladbroke Grove | Origin Energy Power Limited | SA1 | In Service | Gas Turbine | OCGT | Gas | 40 |  | 2040
Lake Bonney 1 Wind Farm | Lake Bonney Wind Power Pty Ltd | SA1 | In Service | Wind | Onshore | Wind | 80.5 |  | 2035
Lake Bonney 2 Wind Farm | Lake Bonney Wind Power Pty Ltd | SA1 | In Service | Wind | Onshore | Wind | 159 |  | 2038
Lake Bonney 3 Wind Farm | Lake Bonney Wind Power Pty Ltd | SA1 | In Service | Wind | Onshore | Wind | 39 |  | 2040
Lake Bonney Battery Energy Storage | Lake Bonney BESS Pty Limited | SA1 | In Service | Battery Storage | Lithium-ion | Battery storage | 28.8 |  | 2034
Lake Echo | Hydro-Electric Corporation | TAS1 | In Service | Hydro | Dam | Hydro | 32.4 |  | 2100
Lake Lyell Pumped Hydro | EnergyAustralia NSW Pty Ltd | NSW1 | Publicly Announced | Hydro | Pumped Hydro | Pumped storage | 215.5 | 2032-09-20 | 2131
Lake Lyell Pumped Hydro | EnergyAustralia NSW Pty Ltd | NSW1 | Publicly Announced | Hydro | Pumped Hydro | Pumped storage | 215.5 | 2032-09-20 | 2131
Lake Road Battery Tuggerah - KCI | Lake Road Battery Pty Ltd | NSW1 | Publicly Announced | Battery Storage | Lithium-ion | Battery storage | 250
Lake Victoria Energy Park - KCI | Lake Victoria Wind Farm Pty Ltd atf Lake Victoria Wind Farm unit trust | NSW1 | Publicly Announced | Battery Storage | Lithium-ion | Battery storage | 300
Lake Victoria Energy Park - KCI | Lake Victoria Wind Farm Pty Ltd atf Lake Victoria Wind Farm unit trust | NSW1 | Publicly Announced | Wind | Onshore | Wind | 1087.5
Lakeland Wind Farm | Lakeland Wind Farm Pty Ltd | QLD1 | Publicly Announced | Wind | Onshore | Wind | 73.1 | 2030-01-01 | 2060
Lambruk Solar Project | Venn Energy Pty Ltd / Acacia Solar Project Pty Ltd. | NSW1 | Publicly Announced | Solar PV | Single Axis Tracking | Solar | 360.8 | 2029-11-30 | 2059
Lancaster Solar Farm | Lancaster Solar Farm Pty Ltd as trustee for the Lancaster Solar Farm Trust | VIC1 | In Commissioning | Solar PV | Single Axis Tracking | Solar | 95.12 | 2026-09-30 | 2056
Lansdown Solar North | Private Energy Partners | QLD1 | Publicly Announced | Battery Storage | Lithium-ion | Battery storage | 250 | 2030-03-29 | 2055
Lansdown Solar North | Private Energy Partners | QLD1 | Publicly Announced | Solar PV | Single Axis Tracking | Solar | 400 | 2030-03-29 | 2055
LaTrobe Valley BESS | Tilt Renewables Australia Pty Ltd | VIC1 | In Service | Battery Storage | Lithium-ion | Battery storage | 97.9 |  | 2045
Laverton North | Snowy Hydro Ltd | VIC1 | In Service | Gas Turbine | OCGT | Gas | 156 |  | 2070
Laverton North | Snowy Hydro Ltd | VIC1 | In Service | Gas Turbine | OCGT | Gas | 156 |  | 2070
Learmonth BESS | The Trustee for Learmonth BESS Holdings Unit Trust | VIC1 | Publicly Announced | Battery Storage | Lithium-ion | Battery storage | 268
Lemonthyme / Wilmot | Hydro-Electric Corporation | TAS1 | In Service | Hydro | Dam | Hydro | 51 |  | 2100
Lemonthyme / Wilmot | Hydro-Electric Corporation | TAS1 | In Service | Hydro | Dam | Hydro | 30.6 |  | 2100
Leonards Hill | Hepburn Community Wind Park Co-operative Limited | VIC1 | In Service | Wind | Onshore | Wind | 2.05 |  | 2050
Leonards Hill | Hepburn Community Wind Park Co-operative Limited | VIC1 | In Service | Wind | Onshore | Wind | 2.05 |  | 2050
Lerida Solar Farm and BESS | Elgin Energy Pty Ltd | NSW1 | Publicly Announced | Solar PV | Single Axis Tracking | Solar | 250 | 2031-02-14 | 2070
Lerida Solar Farm and BESS | Elgin Energy Pty Ltd | NSW1 | Publicly Announced | Battery Storage | Lithium-ion | Battery storage | 250 | 2031-02-14 | 2070
Liddell BESS | MACQGEN | NSW1 | In Commissioning | Battery Storage | Lithium-ion | Battery storage | 500 | 2026-06-01 | 2046
Lilyvale BESS - KCI | ACEN Australia | QLD1 | Publicly Announced | Battery Storage | Lithium-ion | Battery storage | 440 | 2028-12-01 | 2080
Lilyvale Solar Farm | Lilyvale Asset Co Pty Ltd ATF Lilyvale Asset Trust | QLD1 | In Service | Solar PV | Single Axis Tracking | Solar | 118.4 |  | 2048
Limestone Creek BESS | Intera | SA1 | Publicly Announced | Battery Storage | Lithium-ion | Battery storage | 250
Limondale BESS | LIMONDALE BATTERY PTY. LTD | NSW1 | In Service | Battery Storage | Lithium-ion | Battery storage | 50 |  | 2046
Limondale Solar Farm 1 | Limondale Sun Farm Pty Ltd | NSW1 | In Service | Solar PV | Single Axis Tracking | Solar | 230 |  | 2050
Limondale Solar Farm 2 | Limondale Sun Farm Pty Ltd | NSW1 | In Service | Solar PV | Single Axis Tracking | Solar | 28.98 |  | 2050
LINCOLN GAP BESSBDU | Lincoln Gap Wind Farm (Operations) Pty Ltd | SA1 | Committed | Battery Storage | Lithium-ion | Battery storage | 10.8 | 2026-06-30 | 2045
Lincoln Gap Wind Farm - stage 1 | Lincoln Gap Wind Farm Pty Ltd | SA1 | In Service | Wind | Onshore | Wind | 126 |  | 2045
Lincoln Gap Wind Farm - Stage 2 | Lincoln Gap Wind Farm Pty Ltd | SA1 | In Service | Wind | Onshore | Wind | 86.4 |  | 2045
Lincoln Gap Wind Farm stage 3 | Lincoln Gap 3 Wind Farm Pty Ltd | SA1 | Publicly Announced | Wind | Onshore | Wind | 277.2 | 2030-03-31 | 2058
Lindley BESS | SynCo Global | SA1 | Anticipated | Battery Storage | Lithium-ion | Battery storage | 126 | 2027-06-30 | 2057
Lindsay Gap BESS | Acciona Energy Australia Global | NSW1 | Publicly Announced | Battery Storage | Lithium-ion | Battery storage | 450 | 2029-12-15 | 2049
Lionsgate Battery | CEP Energy | SA1 | Publicly Announced | Battery Storage | Lithium-ion | Battery storage | 150
Little River BESS | ACEnergy Pty Ltd | VIC1 | Anticipated | Battery Storage | Lithium-ion | Battery storage | 448.88 | 2028-11-29 | 2048
Little River Solar Farm - KCI | Clean Technology Partners | VIC1 | Publicly Announced | Solar PV | Fixed | Solar | 279
Liverpool Range Wind Farm | Liverpool Range Wind Farm Pty Ltd | NSW1 | Publicly Announced | Wind | Onshore | Wind | 1332 | 2031-04-30 | 2055
Lockhart Solar and BESS | Glas Service Co Pty Ltd | NSW1 | Anticipated | Solar PV | Single Axis Tracking | Solar | 10 | 2028-02-04 | 2060
Lockhart Solar and BESS | Glas Service Co Pty Ltd | NSW1 | Anticipated | Battery Storage | Lithium-ion | Battery storage | 10 | 2028-02-04 | 2060
Lockyer Valley Energy Project | Stanwell Lockyer Project Co Pty Ltd | QLD1 | Publicly Announced | Battery Storage | Lithium-ion | Battery storage | 400 | 2040-07-01 | 2070
Lockyer Valley Energy Project | Stanwell Lockyer Project Co Pty Ltd | QLD1 | Publicly Announced | Battery Storage | Lithium-ion | Battery storage | 400 | 2040-07-01 | 2070
Lockyer Valley Energy Project | Stanwell Lockyer Project Co Pty Ltd | QLD1 | Anticipated | Gas Turbine | OCGT | Gas | 58.5 | 2030-09-30 | 2068
Lockyer Valley Energy Project | Stanwell Lockyer Project Co Pty Ltd | QLD1 | Anticipated | Gas Turbine | OCGT | Gas | 58.5 | 2030-09-30 | 2060
Long Plains Solar Farm And BESS | Energy Estate | NSW1 | Publicly Announced | Battery Storage | Lithium-ion | Battery storage | 150
Long Plains Solar Farm And BESS | Energy Estate | NSW1 | Publicly Announced | Solar PV | Fixed | Solar | 150
Longreach Solar Farm | Longreach Asset Company | QLD1 | In Service | Solar PV | Single Axis Tracking | Solar | 14.98 |  | 2043
Lonsdale | Lumo Generation SA Pty Ltd | SA1 | In Service | Gas Turbine | OCGT | Gas | 20.16 |  | 2070
Lotus Creek Wind Farm | CS ENERGY | QLD1 | Committed | Wind | Onshore | Wind | 285.2 | 2027-12-07 | 2067
Lovely Banks Renewable Energy Hub - KCI | Syncline Energy Pty Ltd | VIC1 | Publicly Announced | Battery Storage | Lithium-ion | Battery storage | 400
Lower Wonga BESS | Equis Energy (Australia) Projects (Ngumi 7) Pty Ltd as trustee for the Equis Energy(Australia) Ngumi 7 Asset Trust | QLD1 | Publicly Announced | Battery Storage | Lithium-ion | Battery storage | 215.6 | 2028-01-01 | 2050
Lower Wonga Solar Farm and BESS | Lower Wonga Solar Farm Pty Ltd | QLD1 | Committed | Battery Storage | Lithium-ion | Battery storage | 281 | 2028-08-01 | 2053
Lower Wonga Solar Farm and BESS | Lower Wonga Solar Farm Pty Ltd | QLD1 | Committed | Solar PV | Single Axis Tracking | Solar | 281 | 2028-08-01 | 2068
Loy Yang A Power Station | AGL Loy Yang Marketing Pty Ltd | VIC1 | In Service | Coal | Brown Coal | Coal | 560 |  | 2035
Loy Yang A Power Station | AGL Loy Yang Marketing Pty Ltd | VIC1 | In Service | Coal | Brown Coal | Coal | 530 |  | 2035
Loy Yang A Power Station | AGL Loy Yang Marketing Pty Ltd | VIC1 | In Service | Coal | Brown Coal | Coal | 560 |  | 2035
Loy Yang A Power Station | AGL Loy Yang Marketing Pty Ltd | VIC1 | In Service | Coal | Brown Coal | Coal | 560 |  | 2035
Loy Yang B | Gippsland Power Pty Ltd ABN 30 077 851 079 / LYB Ventures Australia Pty Ltd ABN 57 055 984 499 / Traralgon Power Pty Ltd ABN 64 056 292 623 / Latrobe Power Pty Ltd ABN 42 055 983 563 / LYB Australia Limited ABN 87 055 563 785 | VIC1 | In Service | Coal | Brown Coal | Coal | 600 |  | 2047
Loy Yang B | Gippsland Power Pty Ltd ABN 30 077 851 079 / LYB Ventures Australia Pty Ltd ABN 57 055 984 499 / Traralgon Power Pty Ltd ABN 64 056 292 623 / Latrobe Power Pty Ltd ABN 42 055 983 563 / LYB Australia Limited ABN 87 055 563 785 | VIC1 | In Service | Coal | Brown Coal | Coal | 600 |  | 2047
Loy Yang B Power Station - BESS Stage 1 - KCI | Alinta Energy Clean Energy Development Pty Ltd | VIC1 | Publicly Announced | Battery Storage | Lithium-ion | Battery storage | 250 | 2028-12-31 | 2053
LST02 Data Hall BESS | Firmus Grid P/L | TAS1 | Publicly Announced | Battery Storage | Lithium-ion | Battery storage | 24
Lucas Heights Bioenergy Facility | Lucas Heights Bioenergy Pty Ltd | NSW1 | Publicly Announced | Other | Other | Other | 22 | 2026-12-15 | 2056
LYA BESS | LOYYANGA | VIC1 | Publicly Announced | Battery Storage | Lithium-ion | Battery storage | 200 |  | 2050
Macarthur Wind Farm | Macarthur Wind Farm Pty Ltd and Meridian Wind Macarthur Pty Ltd | VIC1 | In Service | Wind | Onshore | Wind | 420 |  | 2038
MacIntyre Wind Farm | Macintyre Windfarm Pty Ltd and Arc Energy Macintyre Pty Ltd | QLD1 | In Commissioning | Wind | Onshore | Wind | 923.4 | 2026-12-01 | 2054
Mackenzie River Solar Farm | Mackenzie River ProjectCo Pty Ltd | QLD1 | Publicly Announced | Solar PV | Single Axis Tracking | Solar | 500 | 2031-06-02 | 2061
Mackenzie River Solar Farm | Mackenzie River ProjectCo Pty Ltd | QLD1 | Publicly Announced | Battery Storage | Lithium-ion | Battery storage | 618 | 2031-06-02 | 2061
Mackintosh | Hydro-Electric Corporation | TAS1 | In Service | Hydro | Dam | Hydro | 79.9 |  | 2100
Magnetite Energy Hub | Private Energy Partners | QLD1 | Publicly Announced | Battery Storage | Lithium-ion | Battery storage | 717.6 | 2031-12-31 | 2056
Magnetite Energy Hub | Private Energy Partners | QLD1 | Publicly Announced | Wind | Onshore | Wind | 504 | 2031-12-31 | 2061
Magpie Hill Solar Farm | Mint Renewables Pty Ltd | NSW1 | Publicly Announced | Solar PV | Single Axis Tracking | Solar | 320 | 2030-10-01 | 2060
Magpie Hill Solar Farm | Mint Renewables Pty Ltd | NSW1 | Publicly Announced | Battery Storage | Lithium-ion | Battery storage | 320 | 2030-10-01 | 2060
Maison Dieu BESS | Graviatas Now Pty Ltd | NSW1 | Publicly Announced | Battery Storage | Lithium-ion | Battery storage | 500
Maison Dieu Solar Farm | Terrain Solar | NSW1 | Publicly Announced | Battery Storage | Lithium-ion | Battery storage | 40.08 | 2032-12-18 | 2052
Maison Dieu Solar Farm | Terrain Solar | NSW1 | Publicly Announced | Solar PV | Single Axis Tracking | Solar | 60.12 | 2032-12-18 | 2052
Majors Creek Solar Power Station | Edify Energy Pty Ltd | QLD1 | Anticipated | Battery Storage | Lithium-ion | Battery storage | 150 | 2029-02-01 | 2059
Majors Creek Solar Power Station | Edify Energy Pty Ltd | QLD1 | Anticipated | Solar PV | Single Axis Tracking | Solar | 180 | 2029-02-01 | 2059
Mallee Wind Farm | Mallee Wind PTY LTD | NSW1 | Publicly Announced | Battery Storage | Lithium-ion | Battery storage | 103.2 | 2030-10-01 | 2055
Mallee Wind Farm | Mallee Wind PTY LTD | NSW1 | Publicly Announced | Wind | Onshore | Wind | 547.2 | 2030-10-01 | 2065
Malunga Nine Mile BESS - KCI | Green Switch Energy Pty Ltd | VIC1 | Publicly Announced | Battery Storage | Lithium-ion | Battery storage | 500
Mangoplah BESS - KCI | Samsung C&amp;amp;T Renewable Energy Australia Pty Ltd. | NSW1 | Publicly Announced | Battery Storage | Lithium-ion | Battery storage | 104 | 2029-05-25 | 2059
Manildra Solar Farm | Manildra Prop Pty Ltd as trustee for the Manildra Asset Trust | NSW1 | In Service | Solar PV | Single Axis Tracking | Solar | 50 |  | 2048
Mannum Adelaide Pumping Station No 2 - MAPL2 (Palmer) | South Australian Water Corporation | SA1 | In Service | Solar PV | Single Axis Tracking | Solar | 16.5 |  | 2041
Mannum Adelaide Pumping Station No 3 - MAPL3 (Tungkillo) | South Australian Water Corporation | SA1 | In Service | Solar PV | Single Axis Tracking | Solar | 16.5 |  | 2041
Mannum BESS | Mannum Stage 2 Battery SubCo Pty Ltd as Trustee for The Mannum Stage 2 Battery Unit Trust | SA1 | In Service | Battery Storage | Lithium-ion | Battery storage | 99 |  | 2044
Mannum Solar Farm 2 | Mannum Stage 2 SubCo Pty Ltd as trustee for the Mannum Stage 2 Unit Trust | SA1 | In Service | Solar PV | Single Axis Tracking | Solar | 37.4 |  | 2058
Maranbah Solar Farm | EEW ECO ENERGY WORLD PTY LTD | QLD1 | Publicly Announced | Solar PV | Single Axis Tracking | Solar | 160
Marcollat Energy Hub (Stage 1) | BE PRO MC1 PTY LTD | SA1 | Publicly Announced | Battery Storage | Lithium-ion | Battery storage | 400
Marcollat Energy Hub (stage 2) | Bison Energy | SA1 | Publicly Announced | Battery Storage | Lithium-ion | Battery storage | 400
Markaranka BESS | Monash Renweables Pty Ltd | SA1 | Publicly Announced | Battery Storage | Lithium-ion | Battery storage | 450.8 | 2029-03-31 | 2059
Markaranka Solar and Storage | Monash Energy Pty Ltd | SA1 | Publicly Announced | Battery Storage | Lithium-ion | Battery storage | 375
Markaranka Solar and Storage | Monash Energy Pty Ltd | SA1 | Publicly Announced | Solar PV | Single Axis Tracking | Solar | 125
Marmadua Wind Farm (KCI) | Cubico Sustainable Investments Australia Pty Ltd | QLD1 | Publicly Announced | Wind | Onshore | Wind | 950
Maroona Wind Farm | Myamba Developments Pty Ltd | VIC1 | In Service | Wind | Onshore | Wind | 6.9 |  | 2043
Marulan - OCGT | EnergyAustralia Marulan Pty Ltd | NSW1 | Publicly Announced | Gas Turbine | OCGT | Gas | 350 | 2035-12-01 | 2060
Marulan - OCGT | EnergyAustralia Marulan Pty Ltd | NSW1 | Publicly Announced | Gas Turbine | OCGT | Gas | 350 | 2035-12-01 | 2060
Marulan - OCGT | EnergyAustralia Marulan Pty Ltd | NSW1 | Publicly Announced | Gas Turbine | OCGT | Gas | 350 | 2035-12-01 | 2060
Marulan - OCGT | EnergyAustralia Marulan Pty Ltd | NSW1 | Publicly Announced | Gas Turbine | OCGT | Gas | 350 | 2035-12-01 | 2060
Marulan Hybrid - Solar/BESS Farm | Marulan Solar Farm Pty Ltd | NSW1 | Anticipated | Solar PV | Dual Axis Tracking | Solar | 207.2 | 2028-12-02 | 2060
Marulan Hybrid - Solar/BESS Farm | Marulan Solar Farm Pty Ltd | NSW1 | Anticipated | Battery Storage | Lithium-ion | Battery storage | 207.2 | 2028-12-02 | 2060
Maryrorough Solar Farm | Maryrorough Solar Pty Ltd | QLD1 | In Service | Solar PV | Single Axis Tracking | Solar | 34.5 |  | 2048
Maryvale Energy From Waste | Maryvale Energy from Waste Project Company | VIC1 | Publicly Announced | Other | Other | Other | 70 |  | 2061
Maryvale Solar and Energy Storage System | Maryvale Solar Farm Pty Ltd as Trustee for Maryvale Solar Farm Trust | NSW1 | Anticipated | Battery Storage | Lithium-ion | Battery storage | 218.38 | 2027-06-01 | 2062
Maryvale Solar and Energy Storage System | Maryvale Solar Farm Pty Ltd as Trustee for Maryvale Solar Farm Trust | NSW1 | Anticipated | Solar PV | Single Axis Tracking | Solar | 218.38 | 2027-06-01 | 2062
Mavis Hybrid Facility - Solar | Metlen Energy &amp;amp;amp;amp;amp; Metals | NSW1 | Publicly Announced | Battery Storage | Lithium-ion | Battery storage | 138 | 2028-06-01 | 2060
Mavis Hybrid Facility - Solar | Metlen Energy &amp;amp;amp;amp;amp; Metals | NSW1 | Publicly Announced | Solar PV | Single Axis Tracking | Solar | 252 | 2028-07-01 | 2060
Maxwell Downs Solar Farm - KCI | X-Elio Holbrook Trust | NSW1 | Publicly Announced | Solar PV | Single Axis Tracking | Solar | 300
McCullys Gap BESS | BW ESS | NSW1 | Publicly Announced | Battery Storage | Lithium-ion | Battery storage | 400
Meadow Creek BESS | Meadow Creek Solar | VIC1 | Publicly Announced | Battery Storage | Lithium-ion | Battery storage | 250 | 2026-01-07 | 2060
Meadow Creek Solar Farm - KCI | Clean Technologies Partners | VIC1 | Publicly Announced | Solar PV | Fixed | Solar | 180
Meadowbank | Hydro-Electric Corporation | TAS1 | In Service | Hydro | Dam | Hydro | 40 |  | 2100
Meering West Wind Farm | Virya Energy Pty Ltd | VIC1 | Publicly Announced | Wind | Onshore | Wind | 1500 | 2030-01-01 | 2075
MegaLink BESS | SynCo Global | SA1 | Publicly Announced | Battery Storage | Lithium-ion | Battery storage | 310.8 | 2027-12-30 | 2065
Melbourne Grid Battery - KCI | Lumea | VIC1 | Publicly Announced | Battery Storage | Lithium-ion | Battery storage | 140
Melbourne Regional Landfill | Landfill Operations Pty Ltd | VIC1 | In Service | Gas Turbine | Other | Gas | 8.88 |  | 2050
Melbourne Renewable Energy Hub - Side B | MREH Pty Ltd as trustee for MREH Asset Trust | VIC1 | Publicly Announced | Battery Storage | Lithium-ion | Battery storage | 215.6 | 2028-12-31 | 2055
Melbourne Renewable Energy Hub Connection A1 | Equis Energy (Australia) Projects (MREH A1 AssetCo) Pty Ltd (ACN 669 645 461) as The Trustee for Equis Energy (Australia) MREH A1 Asset Trust (ABN 92 607 537 147) | VIC1 | In Service | Battery Storage | Lithium-ion | Battery storage | 216.16 |  | 2050
Melbourne Renewable Energy Hub Connection A2 | Equis Energy (Australia) Projects (MREH A2 AssetCo) Pty Ltd (ACN 669 645 489) as The Trustee for Equis Energy (Australia) MREH A2 Asset Trust (ABN 34 770 707 887) | VIC1 | In Service | Battery Storage | Lithium-ion | Battery storage | 216.16 |  | 2050
Melbourne Renewable Energy Hub Connection A3 | Equis Energy (Australia) Projects (MREH A3 AssetCo) Pty Ltd (ACN 669 645 514) as The Trustee for Equis Energy (Australia) MREH A3 Asset Trust (ABN 47 920 042 214) | VIC1 | In Service | Battery Storage | Lithium-ion | Battery storage | 215.6 |  | 2050
Melbourne Solar Farm and BESS - KCI | European Energy | VIC1 | Publicly Announced | Solar PV | Fixed | Solar | 500
Melbourne Solar Farm and BESS - KCI | European Energy | VIC1 | Publicly Announced | Battery Storage | Lithium-ion | Battery storage | 500
Merino Solar Farm | Merino Solar Farm Pty Ltd as trustee for Merino Solar Farm Trust | NSW1 | Publicly Announced | Battery Storage | Lithium-ion | Battery storage | 309.12
Merino Solar Farm | Merino Solar Farm Pty Ltd as trustee for Merino Solar Farm Trust | NSW1 | Publicly Announced | Solar PV | Fixed | Solar | 338
Merriwa Solar Farm and BESS | Valent Energy Developments Pty Ltd | NSW1 | Publicly Announced | Battery Storage | Lithium-ion | Battery storage | 500
Merriwa Solar Farm and BESS | Valent Energy Developments Pty Ltd | NSW1 | Publicly Announced | Solar PV | Single Axis Tracking | Solar | 500 | 2027-11-30
Metz Solar Farm | Metz ProjectCo Pty Ltd as trustee for Metz ProjectCo Trust | NSW1 | In Service | Solar PV | Single Axis Tracking | Solar | 115.02 |  | 2052
Middle Creek Renewable Energy Hub - Wind | Cubico Sustainable Investments Australia Pty Ltd | QLD1 | Publicly Announced | Battery Storage | Lithium-ion | Battery storage | 750
Middle Creek Renewable Energy Hub - Wind | Cubico Sustainable Investments Australia Pty Ltd | QLD1 | Publicly Announced | Wind | Onshore | Wind | 750
Middle Hut BESS - KCI | Middle Hut Storage Pty Ltd | VIC1 | Publicly Announced | Battery Storage | Lithium-ion | Battery storage | 800
Middlebrook Solar And BESS | Middlebrook Solar Farm Pty Ltd as trustee for MSF Project Trust | NSW1 | Anticipated | Battery Storage | Lithium-ion | Battery storage | 320.04 | 2029-12-14 | 2064
Middlebrook Solar And BESS | Middlebrook Solar Farm Pty Ltd as trustee for MSF Project Trust | NSW1 | Anticipated | Solar PV | Single Axis Tracking | Solar | 320.28 | 2029-12-14 | 2064
Middlemount Solar Farm | Capricorn SF No1 Pty Ltd | QLD1 | In Service | Solar PV | Single Axis Tracking | Solar | 30 |  | 2050
Midlands Hydro | TBA | TAS1 | In Service | Hydro | Dam | Hydro | 6
Midwest BESS | Midwest Solar Pty Ltd | NSW1 | Publicly Announced | Battery Storage | Lithium-ion | Battery storage | 53
Midwest Solar Farm | Midwest Solar Pty Ltd | NSW1 | Publicly Announced | Solar PV | Fixed | Solar | 75.6
Miles BESS Project | TBSOL | QLD1 | Publicly Announced | Battery Storage | Lithium-ion | Battery storage | 500 | 2030-07-01 | 2050
Miles Solar Project | Vena Energy | QLD1 | Publicly Announced | Solar PV | Fixed | Solar | 500 | 2030-07-01 | 2055
Millmerran BESS - Storage | Millmerran Power Partners | QLD1 | Publicly Announced | Battery Storage | Lithium-ion | Battery storage | 200 | 2029-06-30 | 2049
Millmerran Power Plant | Millmerran Power Partners | QLD1 | In Service | Coal | Black Coal | Coal | 426 |  | 2051
Millmerran Power Plant | Millmerran Power Partners | QLD1 | In Service | Coal | Black Coal | Coal | 426 |  | 2051
Millmerran Wind Farm | Millmerran Power Partners | QLD1 | Publicly Announced | Wind | Onshore | Wind | 252 | 2030-06-30 | 2055
Milpulling Wind Farm | Milpulling Wind Farm Pty Ltd | NSW1 | Publicly Announced | Wind | Onshore | Wind | 432 | 2029-11-30 | 2064
Minimbah BESS - KCI | CleanGen Development Pty Ltd | NSW1 | Publicly Announced | Battery Storage | Lithium-ion | Battery storage | 125 | 2028-12-14 | 2155
Mintaro GT | Synergen Power Pty Ltd | SA1 | In Service | Gas Turbine | OCGT | Gas | 90 |  | 2030
Miriam Vale Solar Farm And BESS - A | Private Energy Partners Pty Ltd | QLD1 | Publicly Announced | Battery Storage | Lithium-ion | Battery storage | 100 | 2030-03-29 | 2055
Miriam Vale Solar Farm And BESS - A | Private Energy Partners Pty Ltd | QLD1 | Publicly Announced | Solar PV | Single Axis Tracking | Solar | 200 | 2030-03-29 | 2055
Miriam Vale Solar Farm And BESS - B | Private Energy Partners Pty Ltd | QLD1 | Publicly Announced | Battery Storage | Lithium-ion | Battery storage | 100 | 2030-03-29 | 2055
Miriam Vale Solar Farm And BESS - B | Private Energy Partners Pty Ltd | QLD1 | Publicly Announced | Solar PV | Single Axis Tracking | Solar | 200 | 2030-03-29 | 2055
Miskelly BESS - KCI | MISKELLY BESS PROJECT PTY LTD | NSW1 | Publicly Announced | Battery Storage | Lithium-ion | Battery storage | 500
Moah Creek Solar Farm | Moah Creek Solar Development Co Pty Ltd | QLD1 | Publicly Announced | Solar PV | Single Axis Tracking | Solar | 364.48 | 2030-12-01 | 2059
Moah Creek Wind Farm | Moah Creek Wind Farm Project Co Pty Ltd as trustee for the Moah Creek Wind Farm Project Trust | QLD1 | Anticipated | Wind | Onshore | Wind | 360 | 2029-12-28 | 2059
Moama Solar Farm | Moama Propertyco Pty Ltd as trustee for the Moama Property Trust | NSW1 | Anticipated | Solar PV | Single Axis Tracking | Solar | 17.75 | 2028-08-01 | 2067
Moama Solar Farm | Moama Propertyco Pty Ltd as trustee for the Moama Property Trust | NSW1 | Anticipated | Solar PV | Single Axis Tracking | Solar | 17.75 | 2028-08-01 | 2067
Mobilong BESS | Mobilong ProjectCo Pty Ltd | SA1 | Publicly Announced | Battery Storage | Lithium-ion | Battery storage | 149.76 | 2030-12-29 | 2065
Mokoan Solar Farm | EE Solar 6 Pty Ltd as trustee for EE Solar 6 Trust | VIC1 | In Service | Solar PV | Single Axis Tracking | Solar | 46 |  | 2055
Mologa Solar Hybrid (PV + BESS) | Potentia Energy Pty Ltd | VIC1 | Publicly Announced | Battery Storage | Lithium-ion | Battery storage | 312.8 | 2030-01-15 | 2055
Mologa Solar Hybrid (PV + BESS) | Potentia Energy Pty Ltd | VIC1 | Publicly Announced | Solar PV | Single Axis Tracking | Solar | 334.4 | 2030-01-15 | 2065
Molong BESS | StorEnergy 3 Pty Ltd | NSW1 | Publicly Announced | Battery Storage | Lithium-ion | Battery storage | 150 | 2028-07-01 | 2057
Molong Solar Farm | Molong Operations co Pty Ltd ATF Molong Operations Trust | NSW1 | In Service | Solar PV | Single Axis Tracking | Solar | 36.08 |  | 2045
Monash Solar Farm - KCI | 1265 Warnecke Rd Pty Ltd | SA1 | Publicly Announced | Solar PV | Fixed | Solar | 100
Monduran BESS | Eku Energy Projects (Australia) Pty Ltd as trustee for the Eku Energy Projects (Australia) Trust | QLD1 | Publicly Announced | Battery Storage | Lithium-ion | Battery storage | 469.2 | 2030-06-30 | 2050
Moonah Solar Farm - KCI | Venn Energy Pty Ltd / Moonah Solar Project Pty Ltd | VIC1 | Publicly Announced | Solar PV | Single Axis Tracking | Solar | 176.4 | 2029-12-26 | 2059
Moorabool BESS | Storenergy | VIC1 | Publicly Announced | Battery Storage | Lithium-ion | Battery storage | 299.6 | 2027-07-01 | 2052
Moorabool Wind Farm | Moorabool Wind Farm Interface Company Pty Ltd | VIC1 | In Service | Wind | Onshore | Wind | 312 |  | 2044
Moorebank Logistics Park Project | Energy Bay Fund Management | NSW1 | Publicly Announced | Battery Storage | Lithium-ion | Battery storage | 200
Moorebank Logistics Park Project | Energy Bay Fund Management | NSW1 | Publicly Announced | Solar PV | Fixed | Solar | 120
Moranbah Generation Project | SUSTAINABLE ENERGY INFRASTRUCTURE | QLD1 | In Service | Gas Turbine | Other | Gas | 12.56
Moranbah North | EDL Projects Australia Pty Ltd | QLD1 | In Service | Other | Other | Gas | 63.84 |  | 2038
Moranbah Solar Farm and BESS | Moranbah Solar Pty Ltd | QLD1 | Publicly Announced | Solar PV | Single Axis Tracking | Solar | 180.6 | 2029-12-31 | 2055
Moranbah Solar Farm and BESS | Moranbah Solar Pty Ltd | QLD1 | Publicly Announced | Battery Storage | Lithium-ion | Battery storage | 65.16 | 2029-12-31 | 2056
Moree BESS | AE BESS 2 PTY LTD AS TRUSTEE FOR AE BESS 2 UNIT TRUST | NSW1 | Publicly Announced | Battery Storage | Lithium-ion | Battery storage | 120 | 2027-06-30 | 2045
Moree Solar Farm | Moree Solar Farm Pty Ltd | NSW1 | In Service | Solar PV | Single Axis Tracking | Solar | 56 |  | 2046
Moreton Hill Wind Farm | Moreton Hill Wind Farm Nominees Pty Ltd | VIC1 | Publicly Announced | Wind | Onshore | Wind | 387.6 | 2030-07-01 | 2059
Morgan Battery | Origin Energy Limited | SA1 | Publicly Announced | Battery Storage | Lithium-ion | Battery storage | 30
Morgan Long Duration Energy Storage - KCI | Origin Energy | SA1 | Publicly Announced | Battery Storage | Lithium-ion | Battery storage | 40
Morgan Solar | Green Gold Energy Pty Ltd | SA1 | Publicly Announced | Solar PV | Fixed | Solar | 136 | 2028-01-08 | 2056
Morgan Solar | Green Gold Energy Pty Ltd | SA1 | Publicly Announced | Battery Storage | Lithium-ion | Battery storage | 136 | 2028-01-08 | 2055
Morgan To Whyalla Pipeline No 1 PS And Water Filtration Plant | South Australian Water Corporation | SA1 | In Service | Solar PV | Single Axis Tracking | Solar | 5.5 |  | 2041
Morgan To Whyalla Pipeline No 2 PS | South Australian Water Corporation | SA1 | In Service | Solar PV | Single Axis Tracking | Solar | 5.5 |  | 2041
Morgan To Whyalla Pipeline No 3 PS | South Australian Water Corporation | SA1 | In Service | Solar PV | Single Axis Tracking | Solar | 7.5 |  | 2041
Morgan To Whyalla Pipeline No 4 PS | South Australian Water Corporation | SA1 | In Service | Solar PV | Single Axis Tracking | Solar | 5.5 |  | 2041
Mornington BESS | Mornington BESS Project Pty Ltd as Trustee of Mornington BESS Project Trust | VIC1 | Committed | Battery Storage | Lithium-ion | Battery storage | 240 | 2026-07-31 | 2046
Mortlake | Origin Energy Power Limited | VIC1 | Publicly Announced | Gas Turbine | OCGT | Gas | 50
Mortlake | Origin Energy Power Limited | VIC1 | Publicly Announced | Gas Turbine | OCGT | Gas | 50
Mortlake | Origin Energy Power Limited | VIC1 | Publicly Announced | Gas Turbine | OCGT | Gas | 50
Mortlake | Origin Energy Power Limited | VIC1 | Publicly Announced | Gas Turbine | OCGT | Gas | 50
Mortlake | Origin Energy Power Limited | VIC1 | In Service | Gas Turbine | OCGT | Gas | 292 |  | 2052
Mortlake | Origin Energy Power Limited | VIC1 | In Service | Gas Turbine | OCGT | Gas | 292 |  | 2052
Mortlake Battery | BORAL | VIC1 | In Commissioning | Battery Storage | Lithium-ion | Battery storage | 300 | 2026-07-31 | 2056
Mortlake BESS 2 - KCI | Origin Energy Electricity Limited | VIC1 | Publicly Announced | Battery Storage | Lithium-ion | Battery storage | 500 | 2028-12-31 | 2058
Mortlake Energy Hub | Yanara Australia Pty Ltd | VIC1 | Anticipated | Battery Storage | Lithium-ion | Battery storage | 316.08 | 2028-08-30 | 2068
Mortlake Energy Hub | Yanara Australia Pty Ltd | VIC1 | Anticipated | Solar PV | Single Axis Tracking | Solar | 333.64 | 2028-08-30 | 2068
Mortlake Energy Hub Stage 2 - KCI | BRIGHTNIGHT AUSTRALIA PTY LTD | VIC1 | Publicly Announced | Battery Storage | Lithium-ion | Battery storage | 500
Mortlake Power Station 2 | Origin | VIC1 | Publicly Announced | Gas Turbine | CCGT | Gas | 385 | 2028-12-31 | 2068
Mortlake South Wind Farm | Mortlake South Wind Farm Pty Ltd | VIC1 | In Service | Wind | Onshore | Wind | 157.5 |  | 2047
Mortons Lane Wind Farm | Prime Renewables Pty Ltd | VIC1 | In Service | Wind | Onshore | Wind | 19.5 |  | 2035
Morwell BESS | TagEnergy Australia Pty Ltd | VIC1 | Publicly Announced | Battery Storage | Lithium-ion | Battery storage | 1008 | 2029-07-02 | 2059
Mount Britton BESS1 | firmpower_NR | QLD1 | Publicly Announced | Battery Storage | Lithium-ion | Battery storage | 377.54
Mount Britton BESS2 | firmpower_NR | QLD1 | Publicly Announced | Battery Storage | Lithium-ion | Battery storage | 377.54
Mount Emerald | Ratch Australia | QLD1 | In Service | Wind | Onshore | Wind | 180.73 |  | 2043
Mount Fyans Wind Farm | Woolnorth Wind Farm Holding Pty Ltd | VIC1 | Publicly Announced | Wind | Onshore | Wind | 550.8 | 2032-07-05 | 2060
Mount Hopeful BESS | Neoen Australia Pty Ltd | QLD1 | Publicly Announced | Battery Storage | Lithium-ion | Battery storage | 430 | 2029-12-31 | 2054
Mount Hopeful Wind Farm | Mount Hopeful Wind Farm as trustee for Mount Hopeful Wind Farm Trust | QLD1 | Publicly Announced | Wind | Onshore | Wind | 370 | 2030-06-30 | 2065
Mount Lambie Wind Farm | Alinta Energy | NSW1 | Publicly Announced | Wind | Onshore | Wind | 144 | 2031-01-31 | 2066
Mount Lambie Wind Farm | Alinta Energy | NSW1 | Publicly Announced | Battery Storage | Lithium-ion | Battery storage | 100 | 2031-01-31 | 2066
Mount Remarkable Energy Hub BESS 1 - KCI |  | SA1 | Publicly Announced | Battery Storage | Lithium-ion | Battery storage | 250
Mount Remarkable Energy Hub BESS 2 - KCI |  | SA1 | Publicly Announced | Battery Storage | Lithium-ion | Battery storage | 250
Moura Solar Farm | Moura Solar Farm SPV Pty Ltd as the Trustee for Moura Solar Farm Unit Trust | QLD1 | In Service | Solar PV | Single Axis Tracking | Solar | 99 |  | 2057
Mt Arthur Pumped Hydro Energy Storage Project - KCI | Acciona Energy Australia Global Pty Ltd | NSW1 | Publicly Announced | Hydro | Pumped Hydro | Pumped storage | 1710 | 2036-12-15 | 2116
Mt Challenger Wind Farm | Alinta Energy | QLD1 | Publicly Announced | Wind | Onshore | Wind | 216 | 2030-12-31 | 2070
Mt Challenger Wind Farm | Alinta Energy | QLD1 | Publicly Announced | Battery Storage | Lithium-ion | Battery storage | 60 | 2030-12-31 | 2070
Mt Doran BESS | Iberdrola Australia Development Pty Ltd | VIC1 | Publicly Announced | Battery Storage | Lithium-ion | Battery storage | 200
Mt Fox BESS - ARENA | Mount Fox BESS Pty Ltd | QLD1 | Publicly Announced | Battery Storage | Lithium-ion | Battery storage | 300 | 2029-04-27 | 2049
Mt Fox Wind Farm | Mount Fox Energy Park Pty Ltd | QLD1 | Publicly Announced | Wind | Onshore | Wind | 291.4 | 2032-01-01 | 2060
Mt Gellibrand Wind Farm | ACCIONA Energy | VIC1 | In Service | Wind | Onshore | Wind | 44.1 |  | 2043
Mt Gellibrand Wind Farm | ACCIONA Energy | VIC1 | In Service | Wind | Onshore | Wind | 25.2 |  | 2043
Mt Gellibrand Wind Farm | ACCIONA Energy | VIC1 | In Service | Wind | Onshore | Wind | 12.6 |  | 2043
Mt Gellibrand Wind Farm | ACCIONA Energy | VIC1 | In Service | Wind | Onshore | Wind | 28.35 |  | 2043
Mt Gellibrand Wind Farm | ACCIONA Energy | VIC1 | In Service | Wind | Onshore | Wind | 9.45 |  | 2043
Mt Gellibrand Wind Farm | ACCIONA Energy | VIC1 | In Service | Wind | Onshore | Wind | 18.9 |  | 2043
Mt Mercer BESS | Foresight Australia | VIC1 | Publicly Announced | Battery Storage | Lithium-ion | Battery storage | 80
Mt Mercer Wind Farm | Mt Mercer Windfarm Pty Ltd | VIC1 | In Service | Wind | Onshore | Wind | 131.2 |  | 2043
Mt Millar Wind Farm | MT MILLAR WIND FARM PTY LTD | SA1 | In Service | Wind | Onshore | Wind | 72.45 |  | 2042
Mt Piper | EnergyAustralia NSW Pty Ltd | NSW1 | In Service | Coal | Black Coal | Coal | 730 |  | 2040
Mt Piper | EnergyAustralia NSW Pty Ltd | NSW1 | In Service | Coal | Black Coal | Coal | 700 | 2027-01-31 | 2040
Mt Piper BESS | Energy Australia Development Pty Ltd | NSW1 | Anticipated | Battery Storage | Lithium-ion | Battery storage | 252 | 2028-10-31 | 2048
Mt Rawdon Pumped Hydro Energy Storage Project - KCI | Mount Rawdon Pty Ltd | QLD1 | Publicly Announced | Hydro | Pumped Hydro | Pumped storage | 1360 | 2036-06-30 | 2136
Mt Stuart | Origin Energy Mt Stuart | QLD1 | In Service | Gas Turbine | OCGT | Gas | 146 |  | 2038
Mt Stuart | Origin Energy Mt Stuart | QLD1 | In Service | Gas Turbine | OCGT | Gas | 146 |  | 2038
Mt Stuart | Origin Energy Mt Stuart | QLD1 | In Service | Gas Turbine | OCGT | Gas | 131.5 |  | 2049
Mugga Lane Renewable Hybrid | LGIGEN | NSW1 | Committed | Gas Turbine | Biomass | Gas | 6.42 |  | 2044
Mugga Lane Renewable Hybrid | LGIGEN | NSW1 | Committed* | Battery Storage | Lithium-ion | Battery storage | 5.79 | 2026-07-15 | 2044
Mugga Lane Renewable Hybrid | LGIGEN | NSW1 | Committed* | Battery Storage | Lithium-ion | Battery storage | 5.79 | 2026-07-15 | 2044
Mulgrave Central Mill | MSF Sugar | QLD1 | In Service | Gas Turbine | Steam Turbine | Gas | 9
Mullion Creek Wind Farm | Mullion Creek Wind Farm P/L | NSW1 | Publicly Announced | Solar PV | Fixed | Solar | 250.14
Mulwala BESS | European Energy | NSW1 | Publicly Announced | Battery Storage | Lithium-ion | Battery storage | 25
Mulwala Solar Farm | ESCO Solar Farm 1 Pty Ltd as trustee for the ESCO Solar Farm 1 Trust | NSW1 | In Commissioning | Solar PV | Single Axis Tracking | Solar | 31.16 | 2026-06-01 | 2056
Munna Creek Solar Farm | Munna Creek Solar Farm Investments Pty Ltd as trustee for the Munna Creek Solar Farm Trust | QLD1 | In Commissioning | Solar PV | Single Axis Tracking | Solar | 154 | 2026-01-24 | 2053
Murchs Corner BESS - KCI | Murchs’ Corner Energy Pty Ltd | VIC1 | Publicly Announced | Battery Storage | Lithium-ion | Battery storage | 500
Murilla Energy Hub | APA Power Holdings Pty Ltd | QLD1 | Publicly Announced | Other | Other | Other | 1155
Murilla GPG | APA Power Holdings Pty Ltd | QLD1 | Publicly Announced | Gas Turbine | OCGT | Gas | 750 | 2032-01-01 | 2045
Murra Warra Wind Farm - stage 1 | Murra Warra Project Co Pty Ltd | VIC1 | In Service | Wind | Onshore | Wind | 225.7 |  | 2049
Murra Warra Wind Farm - stage 2 | Murra Warra II Project Co Pty Ltd as Trustee for the Murra Warra II Project Trust | VIC1 | In Service | Wind | Onshore | Wind | 209 |  | 2052
Murray 1 | Snowy Hydro Ltd | VIC1 | In Service | Hydro | Dam | Hydro | 95 |  | 2070
Murray 1 | Snowy Hydro Ltd | VIC1 | In Service | Hydro | Dam | Hydro | 95 |  | 2070
Murray 1 | Snowy Hydro Ltd | VIC1 | In Service | Hydro | Dam | Hydro | 95 |  | 2070
Murray 1 | Snowy Hydro Ltd | VIC1 | In Service | Hydro | Dam | Hydro | 95 |  | 2070
Murray 1 | Snowy Hydro Ltd | VIC1 | In Service | Hydro | Dam | Hydro | 95 |  | 2070
Murray 1 | Snowy Hydro Ltd | VIC1 | In Service | Hydro | Dam | Hydro | 95 |  | 2070
Murray 1 | Snowy Hydro Ltd | VIC1 | In Service | Hydro | Dam | Hydro | 95 |  | 2070
Murray 1 | Snowy Hydro Ltd | VIC1 | In Service | Hydro | Dam | Hydro | 95 |  | 2070
Murray 1 | Snowy Hydro Ltd | VIC1 | In Service | Hydro | Dam | Hydro | 95 |  | 2070
Murray 1 | Snowy Hydro Ltd | VIC1 | In Service | Hydro | Dam | Hydro | 95 |  | 2070
Murray 2 | Snowy Hydro Ltd | VIC1 | In Service | Hydro | Dam | Hydro | 150 |  | 2070
Murray 2 | Snowy Hydro Ltd | VIC1 | In Service | Hydro | Dam | Hydro | 150 |  | 2070
Murray 2 | Snowy Hydro Ltd | VIC1 | In Service | Hydro | Dam | Hydro | 150 |  | 2070
Murray 2 | Snowy Hydro Ltd | VIC1 | In Service | Hydro | Dam | Hydro | 150 |  | 2070
Murray Bridge - Onkaparinga Pipeline Pump 2 | South Australian Water Corporation | SA1 | In Service | Solar PV | Single Axis Tracking | Solar | 13.75 |  | 2041
Murrumburrah BESS - KCI | FIrm Power P/L | NSW1 | Publicly Announced | Battery Storage | Lithium-ion | Battery storage | 100.36 | 2030-12-21 | 2050
Muskerry Solar Power Station - KCI | Edify Energy Pty Ltd | VIC1 | Publicly Announced | Solar PV | Fixed | Solar | 200
Musselroe Wind Farm | Musselroe Wind Farm Pty Ltd | TAS1 | In Service | Wind | Onshore | Wind | 168 |  | 2050
Muswellbrook BESS | firmpower_NR | NSW1 | Anticipated | Battery Storage | Lithium-ion | Battery storage | 158.26 | 2028-12-23 | 2048
Muswellbrook Pumped Hydro | AGL Energy Limited | NSW1 | Publicly Announced | Hydro | Pumped Hydro | Pumped storage | 400
Muswellbrook Solar Farm | Ox2 | NSW1 | Anticipated | Solar PV | Fixed | Solar | 172.2 | 2028-12-31 | 2058
Myrtle Creek BESS | ARK Energy Corporation Pty Ltd | NSW1 | Publicly Announced | Battery Storage | Lithium-ion | Battery storage | 275
Narrabri Hybrid Project | Narrabri Genesis Hold Pty Ltd ATF Narrabri Genesis Hold Trust | NSW1 | Publicly Announced | Solar PV | Single Axis Tracking | Solar | 99.76 | 2029-09-01 | 2059
Narrabri Hybrid Project | Narrabri Genesis Hold Pty Ltd ATF Narrabri Genesis Hold Trust | NSW1 | Publicly Announced | Battery Storage | Lithium-ion | Battery storage | 120.4 | 2029-09-01 | 2058
Narragamba Hybrid Project - KCI | ACEN Australia Pty Ltd | NSW1 | Publicly Announced | Solar PV | Fixed | Solar | 330
Narragamba Hybrid Project - KCI | ACEN Australia Pty Ltd | NSW1 | Publicly Announced | Battery Storage | Lithium-ion | Battery storage | 340
Narrandera Solar Hybrid (PV+BESS) | Potentia Energy Group P/L | NSW1 | Publicly Announced | Solar PV | Single Axis Tracking | Solar | 260.4 | 2030-12-30 | 2055
Narrandera Solar Hybrid (PV+BESS) | Potentia Energy Group P/L | NSW1 | Publicly Announced | Battery Storage | Lithium-ion | Battery storage | 515.2 | 2030-12-30 | 2055
Narromine Solar Farm | Dubbo Solar Hub Pty Ltd | NSW1 | In Service | Solar PV | Single Axis Tracking | Solar | 9.2 |  | 2042
Nebo BESS | TagEnergy Australia Pty Ltd | QLD1 | Publicly Announced | Battery Storage | Lithium-ion | Battery storage | 450 | 2029-07-02 | 2063
Nebo BESS | TagEnergy Australia Pty Ltd | QLD1 | Publicly Announced | Battery Storage | Lithium-ion | Battery storage | 450 | 2029-07-02 | 2063
Nebo BESS (Iberdrola) - KCI | Iberdrola Australia Development Pty Ltd. | QLD1 | Publicly Announced | Battery Storage | Lithium-ion | Battery storage | 280
Nemaroo Bimbi Wind Farm - KCI | Nemaroo Bimbi Wind Farm Pty Ltd | QLD1 | Publicly Announced | Wind | Onshore | Wind | 800
Nerriga BESS - KCI | Northharbour | NSW1 | Publicly Announced | Battery Storage | Lithium-ion | Battery storage | 400.64 | 2029-11-30 | 2054
Nevertire Solar Farm | Nevertire Solar Pty Ltd as Trustee for the Nevertire Solar Trust | NSW1 | In Service | Solar PV | Single Axis Tracking | Solar | 104.64 |  | 2049
New England 2 Hybrid DUID 1 | ACEN AUSTRALIA | NSW1 | Anticipated | Solar PV | Single Axis Tracking | Solar | 80 | 2028-10-31 | 2075
New England 2 Hybrid DUID 1 | ACEN AUSTRALIA | NSW1 | Anticipated | Battery Storage | Lithium-ion | Battery storage | 160 | 2028-10-31 | 2075
New England 2 Hybrid DUID 2 | ACEN AUSTRALIA | NSW1 | Anticipated | Solar PV | Single Axis Tracking | Solar | 80 | 2028-10-31 | 2075
New England 2 Hybrid DUID 2 | ACEN AUSTRALIA | NSW1 | Anticipated | Battery Storage | Lithium-ion | Battery storage | 160 | 2028-10-31 | 2075
New England Solar Farm | ACEN AUSTRALIA | NSW1 | In Service | Solar PV | Single Axis Tracking | Solar | 200 |  | 2073
New England Solar Farm | ACEN AUSTRALIA | NSW1 | In Service | Solar PV | Single Axis Tracking | Solar | 200 |  | 2073
New England Solar Farm BESS | ACEN RENEWABLES | NSW1 | Anticipated | Battery Storage | Lithium-ion | Battery storage | 100 | 2026-07-31 | 2076
New England Solar Farm BESS | ACEN RENEWABLES | NSW1 | In Commissioning | Battery Storage | Lithium-ion | Battery storage | 100 | 2026-07-31 | 2075
Newport | EnergyAustralia Ecogen Pty Ltd | VIC1 | In Service | Gas Turbine | Steam Turbine | Gas | 500 |  | 2039
Nine Mile Energy Park Stage 1 - BESS | Green Switch Energy Pty Ltd | VIC1 | Publicly Announced | Battery Storage | Lithium-ion | Battery storage | 250
Nine Mile Energy Park Stage 2 - BESS | Green Switch Energy Pty Ltd | VIC1 | Publicly Announced | Battery Storage | Lithium-ion | Battery storage | 250
Noblevale BESS (KCI) | Zebre Pty Ltd | QLD1 | Anticipated | Battery Storage | Lithium-ion | Battery storage | 200 | 2028-12-31 | 2054
Noika Solar - KCI | Nioka Solar Pty Ltd | VIC1 | Publicly Announced | Solar PV | Fixed | Solar | 215
Nonowie Wind Farm | Tilt Renewables Australia Pty Ltd | SA1 | Publicly Announced | Wind | Onshore | Wind | 1015
Nook BESS | Anza Power | TAS1 | Publicly Announced | Battery Storage | Lithium-ion | Battery storage | 386.4 | 2027-11-01 | 2057
Normanville Energy Park | Normanville Energy Park Pty Ltd as trustee for Normanville Energy Park Unit Trust | VIC1 | Publicly Announced | Wind | Onshore | Wind | 122.4 | 2027-09-01 | 2058
North Burnett Renewable Hub - BESS | X-Elio Australia Pty Ltd | QLD1 | Publicly Announced | Battery Storage | Lithium-ion | Battery storage | 700
North Burnett Renewable Hub - Solar | X-Elio Australia Pty Ltd | QLD1 | Publicly Announced | Solar PV | Fixed | Solar | 700
North East Wind - KCI | ACEN North East Tasmania Pty Ltd | TAS1 | Publicly Announced | Wind | Onshore | Wind | 1288.8 | 2032-07-30 | 2081
North Queensland Energy Storage Project (NQESP) - Stage 1 | Townsville City Council | QLD1 | Publicly Announced | Battery Storage | Lithium-ion | Battery storage | 400 | 2029-01-31 | 2075
North Queensland Energy Storage Project (NQESP) - Stage 1 | Townsville City Council | QLD1 | Publicly Announced | Gas Turbine | OCGT | Gas | 198 | 2029-01-31 | 2059
North Queensland Energy Storage Project (NQESP) - Stage 2 | Townsville City Council | QLD1 | Publicly Announced | Battery Storage | Compressed Air | Battery storage | 200 | 2030-01-31 | 2075
North Yarragon BESS - KCI | ZEBRE Pty Ltd | VIC1 | Publicly Announced | Battery Storage | Lithium-ion | Battery storage | 210 | 2029-06-30 | 2055
Northern Battery | Green Gold Energy Pty Ltd | SA1 | Publicly Announced | Battery Storage | Lithium-ion | Battery storage | 358.8 | 2028-01-08 | 2056
Northern Midlands Solar Farm - KCI | TasRex Pty Ltd | TAS1 | Anticipated | Solar PV | Single Axis Tracking | Solar | 157.85 | 2028-08-10 | 2057
Northern Midlands Solar Farm - KCI | TasRex Pty Ltd | TAS1 | Anticipated | Solar PV | Single Axis Tracking | Solar | 157.85 | 2028-08-10 | 2057
Northern Tablelands Wind Farm | BORAL | NSW1 | Publicly Announced | Wind | Onshore | Wind | 8
Nottingham Park Solar Farm - KCI | NPSF Renewables Pty Ltd | NSW1 | Publicly Announced | Solar PV | Fixed | Solar | 210
Novocastrian Offshore Wind Farm | OceanEx Energy | NSW1 | Publicly Announced | Wind | Offshore - fixed | Wind | 2000 | 2031-01-01
Nowingi Solar Farm - Edify (KCI) | Edify Energy Pty Ltd | VIC1 | Publicly Announced | Solar PV | Single Axis Tracking | Solar | 360 | 2028-02-01 | 2058
Nowingi Solar Farm - Edify (KCI) | Edify Energy Pty Ltd | VIC1 | Publicly Announced | Battery Storage | Lithium-ion | Battery storage | 300 | 2028-02-01 | 2058
Nowingi Solar Storage - Storage | Lyon Solar | VIC1 | Publicly Announced | Battery Storage | Lithium-ion | Battery storage | 80
NSW Gas Peaker | AGL Energy Limited | NSW1 | Publicly Announced | Gas Turbine | Other | Gas | 500
Numurkah Solar Farm | Numurkah Solar Farm Pty Ltd | VIC1 | In Service | Solar PV | Single Axis Tracking | Solar | 112 |  | 2044
Nyaninyuk Wind Farm | Acciona Energy | VIC1 | Publicly Announced | Wind | Onshore | Wind | 302.1 | 2028-12-31 | 2054
Nyngan Solar Plant | PARF Company 6 Pty Limited | NSW1 | In Service | Solar PV | Fixed | Solar | 102.41 |  | 2042
Oakey 2 Solar Farm | RE Oakey Pty Ltd | QLD1 | In Service | Solar PV | Single Axis Tracking | Solar | 55.64 |  | 2049
Oakey Power Station | Oakey Power Holdings Pty Ltd | QLD1 | In Service | Gas Turbine | OCGT | Gas | 173 |  | 2050
Oakey Power Station | Oakey Power Holdings Pty Ltd | QLD1 | In Service | Gas Turbine | OCGT | Gas | 173 |  | 2050
Oakey Solar Farm | Oakey1 Asset Co Pty Ltd | QLD1 | In Service | Solar PV | Fixed | Solar | 25 |  | 2043
Oaklands Hill Wind Farm | Oaklands Hill Wind farm pty ltd | VIC1 | In Service | Wind | Onshore | Wind | 67.2 |  | 2037
Oaky Creek 2 | EDL OCI PTY LTD | QLD1 | In Service | Other | Other | Other | 15 |  | 2038
Oaky Creek BESS | Halys BESS ProjectCo Pty Ltd | QLD1 | Publicly Announced | Battery Storage | Lithium-ion | Battery storage | 249.6 | 2029-06-30 | 2060
Oaky Creek Power Station | EDL OCI Pty Ltd | QLD1 | In Service | Other | Other | Other | 20 |  | 2038
OASES Mount Murchison - KCI | Released Energy Pty Ltd | QLD1 | Publicly Announced | Battery Storage | Lithium-ion | Battery storage | 1400
Opal BESS | SynCo Global | SA1 | Publicly Announced | Battery Storage | Lithium-ion | Battery storage | 368.76 | 2028-06-30 | 2065
Orana BESS | Wellington Battery ProjectCo Pty Ltd | NSW1 | In Commissioning | Battery Storage | Lithium-ion | Battery storage | 416.64 | 2026-06-30 | 2066
Orange Grove Sun Farm | Overland Sun Farm Holdings Pty Ltd | NSW1 | Publicly Announced | Solar PV | Single Axis Tracking | Solar | 80
Orsted Gippsland 01 Windfarm | Orsted Offshore Australia 1 Pty Ltd | VIC1 | Publicly Announced | Wind | Offshore - fixed | Wind | 2820.48 | 2032-12-31 | 2035
Osborne | Osborne Cogeneration Pty Ltd | SA1 | Announced Withdrawal | Gas Turbine | CCGT | Gas | 118 |  | 2027
Osborne | Osborne Cogeneration Pty Ltd | SA1 | Announced Withdrawal | Gas Turbine | CCGT | Gas | 62 |  | 2027
Osborne BESS | Osboourne Cogeneration P/L | SA1 | Publicly Announced | Battery Storage | Lithium-ion | Battery storage | 300
Oven Mountain Pumped Storage | Oven Mountain Pumped Storage | NSW1 | Publicly Announced | Hydro | Pumped Hydro | Pumped storage | 900 | 2036-01-01 | 2136
Oxley Solar Farm | Oxley Solar Development Pty Ltd | NSW1 | Publicly Announced | Solar PV | Fixed | Solar | 300
Pacific Green Energy Park - Limestone Coast North | Pacific Green | SA1 | Publicly Announced | Battery Storage | Lithium-ion | Battery storage | 250
Pacific Green Energy Park - Limestone Coast West | Pacific Green | SA1 | Publicly Announced | Battery Storage | Lithium-ion | Battery storage | 336
Pacific Green Energy Park – Portland | Pacific Green Energy Park Cascade Trust | VIC1 | Publicly Announced | Battery Storage | Lithium-ion | Battery storage | 960
Pacific Green Energy Park Portland West | Pacific Green Energy Park Portland West Trust | VIC1 | Publicly Announced | Battery Storage | Lithium-ion | Battery storage | 1000
Pacific Green Energy Park Stonehill - KCI | Pacific Green Rocky Creek Pty Ltd | QLD1 | Publicly Announced | Battery Storage | Lithium-ion | Battery storage | 250
Pacific Green Kingswell Energy Park - KCI | Pacific Green Energy Group Pty Ltd | QLD1 | Publicly Announced | Battery Storage | Lithium-ion | Battery storage | 500
Paling Yards Wind Farm | Paling Yards Development Pty Ltd | NSW1 | Publicly Announced | Wind | Onshore | Wind | 286.7 | 2029-07-01 | 2060
Palmer Wind Farm | Tilt Renewables Australia Pty Ltd | SA1 | Publicly Announced | Wind | Onshore | Wind | 274 | 2028-10-22 | 2053
Palmerston BESS (Akaysha) | Palmerston ProjectCo Pty Ltd | TAS1 | Publicly Announced | Battery Storage | Lithium-ion | Battery storage | 100.05 | 2029-09-30 | 2055
Paloona | Hydro-Electric Corporation | TAS1 | In Service | Hydro | Dam | Hydro | 28 |  | 2100
Panorama BESS | PANORAMA BESS SUBCO PTY LTD as trustee for the PANORAMA BESS UNIT TRUST | NSW1 | Publicly Announced | Battery Storage | Lithium-ion | Battery storage | 140.48 | 2028-01-01 | 2055
Para Hill BESS | X-Elio Australia Pty Ltd | SA1 | Publicly Announced | Battery Storage | Lithium-ion | Battery storage | 300
Parkes Energy Recovery Project | Parkes Energy Recovery ProjectCo Pty Ltd as the trustee for Parkes Energy Recovery Project Trust | NSW1 | Publicly Announced | Other | Biomass | Bioenergy | 76
Parkes Solar Farm | Parkes Solar Farm Pty Ltd | NSW1 | In Service | Solar PV | Single Axis Tracking | Solar | 49.5 |  | 2042
Pear Tree Solar Hybrid Project - KCI |  | TAS1 | Publicly Announced | Solar PV | Single Axis Tracking | Solar | 400
Pear Tree Solar Hybrid Project - KCI |  | TAS1 | Publicly Announced | Battery Storage | Lithium-ion | Battery storage | 400
Peel Valley Solar Hybrid (PV+BESS) | Potentia Energy Group P/L | NSW1 | Publicly Announced | Solar PV | Fixed | Solar | 404.8 | 2030-01-15 | 2050
Peel Valley Solar Hybrid (PV+BESS) | Potentia Energy Group P/L | NSW1 | Publicly Announced | Battery Storage | Lithium-ion | Battery storage | 404.8 | 2030-01-15 | 2055
Pelican Point | Pelican Point Power Limited | SA1 | In Service | Gas Turbine | CCGT | Gas | 179 |  | 2037
Pelican Point | Pelican Point Power Limited | SA1 | In Service | Gas Turbine | CCGT | Gas | 179 |  | 2037
Pelican Point | Pelican Point Power Limited | SA1 | In Service | Gas Turbine | CCGT | Gas | 171 |  | 2037
Pelican Point BESS | Engie | SA1 | Committed* | Battery Storage | Lithium-ion | Battery storage | 200 | 2027-07-19 | 2047
Penfield BESS | Aquila Capital | SA1 | Publicly Announced | Battery Storage | Lithium-ion | Battery storage | 20 | 2028-12-20 | 2050
Peninsula Solar Farm And BESS | Edify Energy Pty Ltd | NSW1 | Publicly Announced | Solar PV | Single Axis Tracking | Solar | 80
Peninsula Solar Farm And BESS | Edify Energy Pty Ltd | NSW1 | Publicly Announced | Battery Storage | Lithium-ion | Battery storage | 80
Philip Island BESS | Mondo Metering | VIC1 | In Service | Battery Storage | Lithium-ion | Battery storage | 5 |  | 2038
Phoenix Pumped Hydro Project | ACEN Phoenix Pty Ltd | NSW1 | Publicly Announced | Hydro | Pumped Hydro | Pumped storage | 810 | 2032-12-01 | 2090
Piambong Wind Farm - KCI | Piambong Wind Farm Pty Ltd | NSW1 | Publicly Announced | Wind | Onshore | Wind | 583.2 | 2028-12-01 | 2058
Pikedale Wind Farm (KCI) | Squadron Energy Developments Pty Ltd | QLD1 | Publicly Announced | Wind | Onshore | Wind | 1500 | 2060-07-01 | 2060
Pindari | AGL Hydro Partnership | NSW1 | In Service | Hydro | Dam | Hydro | 5.77 |  | 2032
Pine Lodge 2 BESS - KCI | ACEnergy Pty Ltd | VIC1 | Publicly Announced | Battery Storage | Lithium-ion | Battery storage | 456.12 | 2029-06-01 | 2050
Pine Lodge BESS | ENERGY STORAGE PROJECT NO 6 PTY LTD | VIC1 | Committed* | Battery Storage | Lithium-ion | Battery storage | 250 | 2026-10-31 | 2046
Pinecrest Battery Energy Storage System | Pinecrest Developments Pty Ltd | NSW1 | Publicly Announced | Battery Storage | Lithium-ion | Battery storage | 250.9
Pinnacles BESS - Storage - KCI | Enervest Operations Pty Ltd | QLD1 | Publicly Announced | Battery Storage | Lithium-ion | Battery storage | 400 | 2030-03-31 | 2050
Pint Pot BESS | FRV Services Australia Pty Ltd | NSW1 | Publicly Announced | Battery Storage | Lithium-ion | Battery storage | 424
Pioneer BESS - KCI | Edify Energy Pty Ltd | QLD1 | Publicly Announced | Battery Storage | Lithium-ion | Battery storage | 200 | 2028-11-01 | 2048
Pioneer Sugar Mill | Pioneer Sugar Mills P/L | QLD1 | In Service | Other | Biomass | Bioenergy | 36.9 |  | 2040
Pioneer Sugar Mill | Pioneer Sugar Mills P/L | QLD1 | In Service | Other | Biomass | Bioenergy | 30.9 |  | 2040
Playford Battery | CFG | SA1 | Publicly Announced | Battery Storage | Lithium-ion | Battery storage | 100
Pleasant Hills Solar Farm - KCI | TotalEnergies Renewables Australia Pty Ltd | QLD1 | Publicly Announced | Solar PV | Single Axis Tracking | Solar | 80.08 | 2029-10-07 | 2065
Pleystowe BESS | PLEYSTOWE BESS PTY LTD | QLD1 | Publicly Announced | Battery Storage | Lithium-ion | Battery storage | 200 | 2028-12-31 | 2046
Pleystowe BESS (KCI) | Pleystowe BESS P/L | QLD1 | Publicly Announced | Battery Storage | Lithium-ion | Battery storage | 200
Poatina | Hydro-Electric Corporation | TAS1 | In Service | Hydro | Dam | Hydro | 50 |  | 2100
Poatina | Hydro-Electric Corporation | TAS1 | In Service | Hydro | Dam | Hydro | 50 |  | 2100
Poatina | Hydro-Electric Corporation | TAS1 | In Service | Hydro | Dam | Hydro | 50 |  | 2100
Poatina | Hydro-Electric Corporation | TAS1 | In Service | Hydro | Dam | Hydro | 50 |  | 2100
Poatina | Hydro-Electric Corporation | TAS1 | In Service | Hydro | Dam | Hydro | 50 |  | 2100
Poatina | Hydro-Electric Corporation | TAS1 | In Service | Hydro | Dam | Hydro | 50 |  | 2100
Port Augusta Renewable Energy Park - Solar | PAREP 1 Pty Ltd | SA1 | In Service | Solar PV | Fixed | Solar | 99 |  | 2047
Port Augusta Renewable Energy Park - Wind | PAREP 1 Pty Ltd | SA1 | In Service | Wind | Onshore | Wind | 201 |  | 2052
Port Augusta Solar Farm (KCI) | Edify Energy Pty Ltd | SA1 | Publicly Announced | Solar PV | Fixed | Solar | 300
Port Kembla Power Station | Australian Industrial Power | NSW1 | Publicly Announced | Other | Other | Other | 660
Port Latta Wind Farm | Oz Green Energy I Pty Ltd | TAS1 | Anticipated | Wind | Onshore | Wind | 21 | 2028-07-21 | 2058
Port Lincoln GT | Synergen Power Pty Ltd | SA1 | Announced Withdrawal | Gas Turbine | OCGT | Gas | 25 |  | 2028
Port Lincoln GT | Synergen Power Pty Ltd | SA1 | Announced Withdrawal | Gas Turbine | OCGT | Gas | 25 |  | 2028
Port Lincoln GT | Synergen Power Pty Ltd | SA1 | Announced Withdrawal | Gas Turbine | OCGT | Gas | 23.5 |  | 2028
Port Pirie Solar Farm - KCI | Trafigura Hydrogen Australia | SA1 | Publicly Announced | Solar PV | Fixed | Solar | 300
Port Stanvac 1 | Snowy Hydro Ltd | SA1 | In Service | Gas Turbine | OCGT | Gas | 28.26 |  | 2070
Port Stanvac 1 | Snowy Hydro Ltd | SA1 | In Service | Gas Turbine | OCGT | Gas | 28.26 |  | 2070
Portland BESS - KCI |  | NSW1 | Publicly Announced | Battery Storage | Lithium-ion | Battery storage | 500
Portland Energy Park BESS | Pacific Green | VIC1 | Publicly Announced | Battery Storage | Lithium-ion | Battery storage | 1000
Portland Renewables Project - KCI | HAMR Energy Pty Ltd | VIC1 | Publicly Announced | Battery Storage | Lithium-ion | Battery storage | 350
Portland Wind Farm | Pacific Hydro Portland Wind Farm Pty Ltd | VIC1 | In Service | Wind | Onshore | Wind | 59.45 |  | 2044
Portland Wind Farm | Pacific Hydro Portland Wind Farm Pty Ltd | VIC1 | In Service | Wind | Onshore | Wind | 45.1 |  | 2044
Portland Wind Farm | Pacific Hydro Portland Wind Farm Pty Ltd | VIC1 | In Service | Wind | Onshore | Wind | 47.15 |  | 2044
Pottinger Energy Park - Battery - KCI | Pottinger Renewables P/L | NSW1 | Publicly Announced | Battery Storage | Lithium-ion | Battery storage | 499.8
Pottinger Energy Park - Solar - KCI | Pottinger Renewables P/L | NSW1 | Publicly Announced | Solar PV | Fixed | Solar | 299.52
Pottinger Energy Park - Wind - KCI | Pottinger Renewables P/L | NSW1 | Publicly Announced | Wind | Onshore | Wind | 1300
Prairie Solar Farm | Pacific Hydro Australia Developments Pty Ltd | VIC1 | Publicly Announced | Solar PV | Single Axis Tracking | Solar | 246.3 | 2035-09-30 | 2055
Prairie WF and Wongalee WF | Prairie Wind Farm Pty Ltd | QLD1 | Publicly Announced | Wind | Onshore | Wind | 800 | 2031-12-31 | 2061
Prairie WF and Wongalee WF | Prairie Wind Farm Pty Ltd | QLD1 | Publicly Announced | Wind | Onshore | Wind | 1200 | 2032-12-31 | 2062
Project Brandy BESS | Evolution Pty Ltd | NSW1 | Publicly Announced | Battery Storage | Lithium-ion | Battery storage | 96.6
Project Brandy BESS | Evolution Pty Ltd | NSW1 | Publicly Announced | Battery Storage | Lithium-ion | Battery storage | 89.7
Project Monash - Solar - KCI | Monash Renewables Pty Ltd | SA1 | Publicly Announced | Solar PV | Fixed | Solar | 375
Project Monash - Storage - KCI | Monash Renewables Pty Ltd | SA1 | Publicly Announced | Battery Storage | Lithium-ion | Battery storage | 125
Puggoon Hybrid | X-Elio | NSW1 | Publicly Announced | Battery Storage | Lithium-ion | Battery storage | 1
Punchs Creek Renewable Energy Project - Stage 1 |  | QLD1 | Anticipated | Battery Storage | Lithium-ion | Battery storage | 399.36
Punchs Creek Renewable Energy Project - Stage 1 |  | QLD1 | Anticipated | Solar PV | Single Axis Tracking | Solar | 399.36
Punchs Creek Renewable Energy Project - Stage 2 | skylabgroup_NR | QLD1 | Publicly Announced | Solar PV | Single Axis Tracking | Solar | 400 | 2028-10-31
Punchs Creek Renewable Energy Project - Stage 2 | skylabgroup_NR | QLD1 | Publicly Announced | Battery Storage | Lithium-ion | Battery storage | 400
Quandong Solar Farm | Emergent Technologies | VIC1 | Publicly Announced | Solar PV | Fixed | Solar | 350
Quarantine | Origin Energy Power Limited | SA1 | Publicly Announced | Gas Turbine | OCGT | Gas | 165
Quarantine | Origin Energy Power Limited | SA1 | In Service | Gas Turbine | OCGT | Gas | 29 |  | 2058
Quarantine | Origin Energy Power Limited | SA1 | In Service | Gas Turbine | OCGT | Gas | 24 |  | 2059
Quarantine | Origin Energy Power Limited | SA1 | In Service | Gas Turbine | OCGT | Gas | 29 |  | 2059
Quarantine | Origin Energy Power Limited | SA1 | In Service | Gas Turbine | OCGT | Gas | 24 |  | 2060
Quarantine | Origin Energy Power Limited | SA1 | In Service | Gas Turbine | OCGT | Gas | 128 |  | 2049
Queensland Renewable Park | EEW Eco Energy World Pty Ltd | QLD1 | Publicly Announced | Other | Other | Other | 750
Quorn Park Solar Hybrid | Quorn Park Solar Hybrid Pty Ltd as the trustee for Quorn Park Solar Hybrid Trust | NSW1 | In Commissioning | Battery Storage | Lithium-ion | Battery storage | 27.6 | 2026-06-30 | 2045
Quorn Park Solar Hybrid | Quorn Park Solar Hybrid Pty Ltd as the trustee for Quorn Park Solar Hybrid Trust | NSW1 | In Commissioning | Solar PV | Single Axis Tracking | Solar | 96.8 | 2026-12-31 | 2055
Racecourse Mill | Mackay Sugar Ltd | QLD1 | In Service | Gas Turbine | Steam Turbine | Gas | 7 |  | 2035
Racecourse Mill | Mackay Sugar Ltd | QLD1 | In Service | Gas Turbine | Steam Turbine | Gas | 38 |  | 2044
Raglan BESS | TagEnergy Australia Pty Ltd | QLD1 | Publicly Announced | Battery Storage | Lithium-ion | Battery storage | 518.4 | 2029-03-01 | 2058
Raglan Solar Farm | EEW Eco Energy World Ltd | QLD1 | Publicly Announced | Solar PV | Single Axis Tracking | Solar | 300
Rangebank BESS | Cranbourne BESS Project Co Pty Ltd | VIC1 | In Service | Battery Storage | Lithium-ion | Battery storage | 224 |  | 2044
Redbank | Verdant Earth Technologies Limited | NSW1 | Publicly Announced | Other | Biomass | Bioenergy | 151 | 2028-01-01 | 2060
Reece | Hydro-Electric Corporation | TAS1 | In Service | Hydro | Dam | Hydro | 115.6 |  | 2100
Reece | Hydro-Electric Corporation | TAS1 | In Service | Hydro | Dam | Hydro | 115.6 |  | 2100
Reeves Plains Battery - stage 2 | Alinta Energy Reeves Plains Pty Ltd | SA1 | Publicly Announced | Battery Storage | Lithium-ion | Battery storage | 50 | 2029-11-30 | 2049
Reeves Plains OCGT - stage 1 | Alinta Energy Reeves Plains Pty Ltd | SA1 | Publicly Announced | Gas Turbine | OCGT | Gas | 150 | 2032-12-31 | 2057
Reeves Plains Power Station BESS | Alinta Energy (Reeves Plains) Pty Ltd | SA1 | Anticipated | Battery Storage | Lithium-ion | Battery storage | 250 | 2028-02-29 | 2048
Regentville BESS | BG Admin Pty Ltd | NSW1 | Publicly Announced | Battery Storage | Lithium-ion | Battery storage | 1125
Repulse | Hydro-Electric Corporation | TAS1 | In Service | Hydro | Dam | Hydro | 28 |  | 2100
Richmond Valley BESS | ARK ENERGY CORPORATION PTY LTD | NSW1 | Publicly Announced | Battery Storage | Lithium-ion | Battery storage | 275 | 2027-12-31
Richmond Valley Solar Farm | ARK ENERGY CORPORATION PTY LTD | NSW1 | Publicly Announced | Solar PV | Single Axis Tracking | Solar | 252
Ridgey Creek BESS | Ridgey Creek BESS Pty Ltd | NSW1 | Publicly Announced | Battery Storage | Lithium-ion | Battery storage | 130
Rifle Butts Wind Farm | NewEn | VIC1 | Publicly Announced | Wind | Onshore | Wind | 40
River Parks Battery Energy Storage System | Pacific Partnerships Pty Ltd | QLD1 | Publicly Announced | Battery Storage | Lithium-ion | Battery storage | 200
Riverina Energy Storage System 1 | Shell New Energies Australia Pty Ltd | NSW1 | In Service | Battery Storage | Lithium-ion | Battery storage | 61.44 |  | 2051
Riverina Energy Storage System 2 | RESS 2 Pty Ltd | NSW1 | In Service | Battery Storage | Lithium-ion | Battery storage | 65 |  | 2051
Riverland BESS | OX2 | SA1 | Publicly Announced | Battery Storage | Lithium-ion | Battery storage | 431.72 | 2028-12-31 | 2058
Riverland Solar Storage - Solar | OX2 | SA1 | Publicly Announced | Solar PV | Single Axis Tracking | Solar | 330
Robbins Island Wind Farm | ACEN Robbins Island PTY LTD | TAS1 | Publicly Announced | Wind | Onshore | Wind | 928.8 | 2030-12-01 | 2080
Robertstown BESS | StorEnergy 4 Pty Ltd | SA1 | Publicly Announced | Battery Storage | Lithium-ion | Battery storage | 400 | 2029-07-01 | 2056
Robertstown Solar | Robertstown Project (Solar) Operations Pty Ltd | SA1 | Publicly Announced | Battery Storage | Lithium-ion | Battery storage | 125
Robertstown Solar | Robertstown Project (Solar) Operations Pty Ltd | SA1 | Publicly Announced | Battery Storage | Lithium-ion | Battery storage | 125
Robertstown Solar | Robertstown Project (Solar) Operations Pty Ltd | SA1 | Publicly Announced | Solar PV | Single Axis Tracking | Solar | 252.16
Robertstown Solar | Robertstown Project (Solar) Operations Pty Ltd | SA1 | Publicly Announced | Solar PV | Single Axis Tracking | Solar | 248.22
Rocky Point Sugar Mill Cogeneration Plant | W.H.Heck and Sons Pty Ltd | QLD1 | In Service | Other | Biomass | Bioenergy | 30 |  | 2028
Rollsville Hybrid Facility - Battery | X-Elio Australia Pty Ltd | NSW1 | Publicly Announced | Battery Storage | Lithium-ion | Battery storage | 110
Rollsville Hybrid Facility - Solar | X-Elio Australia Pty Ltd | NSW1 | Publicly Announced | Solar PV | Fixed | Solar | 220
Roma | Origin Energy Power Limited | QLD1 | In Service | Gas Turbine | OCGT | Gas | 40 |  | 2039
Roma | Origin Energy Power Limited | QLD1 | In Service | Gas Turbine | OCGT | Gas | 40 |  | 2039
Romani Solar Farm | Samsung C&amp;amp;amp;T Renewable Energy Australia Pty Ltd | NSW1 | Publicly Announced | Solar PV | Single Axis Tracking | Solar | 302.4 | 2031-08-13 | 2060
Romani Solar Farm | Samsung C&amp;amp;amp;T Renewable Energy Australia Pty Ltd | NSW1 | Publicly Announced | Battery Storage | Lithium-ion | Battery storage | 216 | 2031-08-13 | 2060
Romani Standalone BESS | Samsung C&amp;amp;T Renewable Energy Australia Pty Ltd | NSW1 | Publicly Announced | Battery Storage | Lithium-ion | Battery storage | 240 | 2028-09-29 | 2057
Ronalds Ridge Solar Power Station (Hybrid) - KCI | Edify Energy Pty Ltd | QLD1 | Publicly Announced | Other | Other | Other | 200
Ross River Solar Farm | Ross River Operations Pty Ltd as the Trustee for the Ross River Operations Trust | QLD1 | In Service | Solar PV | Single Axis Tracking | Solar | 128 |  | 2043
Rowallan | Hydro-Electric Corporation | TAS1 | In Service | Hydro | Dam | Hydro | 10.5 |  | 2100
Rowallan Pumped Hydro Option | Hydro-Electric Corporation | TAS1 | Publicly Announced | Hydro | Pumped Hydro | Pumped storage | 750
Royalla Solar Farm | Royalla Asset Pty Ltd ATF Royalla Asset Trust | NSW1 | In Service | Solar PV | Fixed | Solar | 20 |  | 2045
Rubicon Hybrid Solar Farm and BESS | samsung_NR | VIC1 | Publicly Announced | Battery Storage | Lithium-ion | Battery storage | 330 | 2029-08-01 | 2060
Rubicon Hybrid Solar Farm and BESS | samsung_NR | VIC1 | Publicly Announced | Solar PV | Single Axis Tracking | Solar | 140 | 2029-08-01 | 2060
Rubicon Mountain Streams | AGL Hydro Partnership | VIC1 | In Service | Hydro | Dam | Hydro | 13.5 |  | 2057
Ruby Hills North Wind Farm | Origin energy | NSW1 | Publicly Announced | Wind | Onshore | Wind | 248 | 2028-09-30
Rugby Run Solar Farm | Adani Rugby Run Pty Ltd | QLD1 | In Service | Solar PV | Single Axis Tracking | Solar | 65 |  | 2049
Running Creek Solar and BESS | Lightsource Development Services Australia Pty Ltd | QLD1 | Publicly Announced | Battery Storage | Lithium-ion | Battery storage | 600 | 2031-06-30 | 2056
Running Creek Solar and BESS | Lightsource Development Services Australia Pty Ltd | QLD1 | Publicly Announced | Solar PV | Single Axis Tracking | Solar | 600 | 2031-06-30 | 2071
Rutherglen Battery - KCI | Red Hill Renewable Energy Pty Ltd | QLD1 | Publicly Announced | Battery Storage | Lithium-ion | Battery storage | 400
Rutherglen Solar Farm - KCI | Red Hill Renewable Energy Pty Ltd | QLD1 | Publicly Announced | Solar PV | Fixed | Solar | 400
Ryan Corner Wind Farm | Ryan Corner Development Pty Ltd | VIC1 | In Service | Wind | Onshore | Wind | 218.4 |  | 2054
Rye Park Wind Farm | Tilt Renewables Australia Pty Ltd | NSW1 | In Service | Wind | Onshore | Wind | 396 | 2026-10-07 | 2048
Salt Creek Wind Farm | Salt Creek Wind Farm Pty Ltd | VIC1 | In Service | Wind | Onshore | Wind | 54 |  | 2043
Sandigo Solar Farm | ESCO Pacific | NSW1 | Publicly Announced | Solar PV | Fixed | Solar | 300
Sandy Creek Energy Storage System | Edify Energy Pty Ltd | NSW1 | Publicly Announced | Solar PV | Single Axis Tracking | Solar | 1
Sandy Creek Solar Farm | Sandy Creek Solar Fund Pty Ltd | NSW1 | Anticipated | Solar PV | Single Axis Tracking | Solar | 700 | 2031-02-13 | 2070
Sandy Creek Solar Farm | Sandy Creek Solar Fund Pty Ltd | NSW1 | Publicly Announced | Battery Storage | Lithium-ion | Battery storage | 698.88 | 2031-02-13 | 2056
Sandy Creek Standalone BESS | Lightsource Development Services Australia Pty Ltd | NSW1 | Publicly Announced | Battery Storage | Lithium-ion | Battery storage | 700 | 2031-03-31 | 2056
Sapphire Wind Farm | SWF1 Operations Holdings Pty Ltd as trustee for SWF1 Hold Trust | NSW1 | In Service | Wind | Onshore | Wind | 270 |  | 2043
Seaspray Off Shore Wind Farm | BayWa r.e. Australia Offshore Wind Projects 3 Pty Ltd | VIC1 | Publicly Announced | Wind | Offshore - fixed | Wind | 3000 |  | 2067
Sebastopol Solar Farm | Sebastopol Asset Co Pty Ltd ATF Sebastopol Asset Trust | NSW1 | In Service | Solar PV | Single Axis Tracking | Solar | 90 |  | 2052
SEC Renewable Energy Hub | SEC | VIC1 | Publicly Announced | Battery Storage | Lithium-ion | Battery storage | 100
Shepparton Wastewater Treatment Facility | Diamond Energy Pty Ltd | VIC1 | In Service | Gas Turbine | Other | Gas | 1.1 |  | 2038
Shoalhaven | Origin Energy Eraring Pty Ltd | NSW1 | In Service | Hydro | Pumped Hydro | Pumped storage | 41 |  | 2069
Shoalhaven | Origin Energy Eraring Pty Ltd | NSW1 | In Service | Hydro | Pumped Hydro | Pumped storage | 41 |  | 2069
Shoalhaven | Origin Energy Eraring Pty Ltd | NSW1 | In Service | Hydro | Pumped Hydro | Pumped storage | 82.5 |  | 2069
Shoalhaven | Origin Energy Eraring Pty Ltd | NSW1 | In Service | Hydro | Pumped Hydro | Pumped storage | 82.5 |  | 2069
Shoalhaven Expansion | Origin Energy | NSW1 | Publicly Announced | Hydro | Pumped Hydro | Pumped storage | 235 | 2033-12-31 | 2076
Silver City Energy Storage | A-CAES NSW PTY LTD | NSW1 | Anticipated | Battery Storage | Compressed Air | Battery storage | 200 | 2030-12-02 | 2060
Silverdale BESS - KCI |  | NSW1 | Publicly Announced | Battery Storage | Lithium-ion | Battery storage | 1050
Silverleaf Solar Farm - KCI | ENGIE | NSW1 | Publicly Announced | Solar PV | Single Axis Tracking | Solar | 120
Silverton Wind Farm | PARF Company 8 Pty Ltd as trustee for the Silverton Project Trust | NSW1 | In Service | Wind | Onshore | Wind | 198.94 |  | 2043
Skye Ridge Wind Farm | Origin Energy Pty Ltd | NSW1 | Publicly Announced | Wind | Onshore | Wind | 750.2 | 2033-12-31 | 2063
Smithfield BESS | Smithfield BESS Pty Limited | NSW1 | In Service | Battery Storage | Lithium-ion | Battery storage | 86.4 |  | 2040
Smithfield Energy Facility | Smithfield Power Generation Pty Ltd | NSW1 | In Service | Gas Turbine | OCGT | Gas | 41.9 |  | 2044
Smithfield Energy Facility | Smithfield Power Generation Pty Ltd | NSW1 | In Service | Gas Turbine | OCGT | Gas | 41.9 |  | 2044
Smithfield Energy Facility | Smithfield Power Generation Pty Ltd | NSW1 | In Service | Gas Turbine | OCGT | Gas | 41.9 |  | 2044
Smoky Creek Solar Power Station | Edify Energy Pty Ltd | QLD1 | Committed* | Battery Storage | Lithium-ion | Battery storage | 300 | 2028-12-01 | 2059
Smoky Creek Solar Power Station | Edify Energy Pty Ltd | QLD1 | Committed* | Solar PV | Single Axis Tracking | Solar | 300 | 2028-12-01 | 2059
Snapper Point Power Station | Port Adelaide Energy Pty Ltd | SA1 | In Service | Gas Turbine | OCGT | Gas | 30.8 |  | 2046
Snapper Point Power Station | Port Adelaide Energy Pty Ltd | SA1 | In Service | Gas Turbine | OCGT | Gas | 30.8 |  | 2046
Snapper Point Power Station | Port Adelaide Energy Pty Ltd | SA1 | In Service | Gas Turbine | OCGT | Gas | 30.8 |  | 2046
Snapper Point Power Station | Port Adelaide Energy Pty Ltd | SA1 | In Service | Gas Turbine | OCGT | Gas | 30.8 |  | 2046
Snapper Point Power Station | Port Adelaide Energy Pty Ltd | SA1 | In Service | Gas Turbine | OCGT | Gas | 30.8 |  | 2046
Snowtown North | Tilt Renewables | SA1 | Publicly Announced | Battery Storage | Lithium-ion | Battery storage | 100 | 2029-12-30 | 2054
Snowtown North | Tilt Renewables | SA1 | Publicly Announced | Solar PV | Fixed | Solar | 44 | 2027-12-31 | 2052
Snowtown North Solar Farm | Tilt Renewables | SA1 | Publicly Announced | Solar PV | Fixed | Solar | 44
Snowtown S2 Wind Farm | Snowtown Wind Farm Stage 2 Pty Ltd | SA1 | In Service | Wind | Onshore | Wind | 126 |  | 2039
Snowtown S2 Wind Farm | Snowtown Wind Farm Stage 2 Pty Ltd | SA1 | In Service | Wind | Onshore | Wind | 144 |  | 2039
Snowtown Wind Farm | Snowtown Wind Farm Pty Ltd | SA1 | In Service | Wind | Onshore | Wind | 98.7 |  | 2033
Snowy 2.0. | Snowy Hydro Ltd | NSW1 | Committed | Hydro | Pumped Hydro | Pumped storage | 363 | 2028-12-31 | 2129
Snowy 2.0. | Snowy Hydro Ltd | NSW1 | Committed | Hydro | Pumped Hydro | Pumped storage | 371 | 2028-12-31 | 2129
Snowy 2.0. | Snowy Hydro Ltd | NSW1 | Committed | Hydro | Pumped Hydro | Pumped storage | 363 | 2028-12-31 | 2129
Snowy 2.0. | Snowy Hydro Ltd | NSW1 | Committed | Hydro | Pumped Hydro | Pumped storage | 371 | 2028-12-31 | 2129
Snowy 2.0. | Snowy Hydro Ltd | NSW1 | Committed | Hydro | Pumped Hydro | Pumped storage | 363 | 2028-12-31 | 2129
Snowy 2.0. | Snowy Hydro Ltd | NSW1 | Committed | Hydro | Pumped Hydro | Pumped storage | 371 | 2028-12-31 | 2129
Snuggery | Synergen Power Pty Ltd | SA1 | Announced Withdrawal | Gas Turbine | OCGT | Gas | 21 |  | 2028
Snuggery | Synergen Power Pty Ltd | SA1 | Announced Withdrawal | Gas Turbine | OCGT | Gas | 21 |  | 2028
Snuggery | Synergen Power Pty Ltd | SA1 | Announced Withdrawal | Gas Turbine | OCGT | Gas | 21 |  | 2028
Snuggery | Synergen Power Pty Ltd | SA1 | Announced Withdrawal | Gas Turbine | OCGT | Gas | 21 |  | 2028
Solar River Solar And BESS Project | Zebre Pty Ltd | SA1 | Anticipated | Battery Storage | Lithium-ion | Battery storage | 256 | 2027-11-29 | 2053
Solar River Solar And BESS Project | Zebre Pty Ltd | SA1 | Anticipated | Solar PV | Single Axis Tracking | Solar | 255.76 | 2027-11-29 | 2056
Somerton | AGL Hydro partnership | VIC1 | In Service | Gas Turbine | OCGT | Gas | 42.5 |  | 2033
Somerton | AGL Hydro partnership | VIC1 | In Service | Gas Turbine | OCGT | Gas | 42.5 |  | 2033
Somerton | AGL Hydro partnership | VIC1 | In Service | Gas Turbine | OCGT | Gas | 42.5 |  | 2033
Somerton | AGL Hydro partnership | VIC1 | In Service | Gas Turbine | OCGT | Gas | 42.5 |  | 2033
South Burnett BESS | X-Elio Australia Pty Ltd | QLD1 | Publicly Announced | Battery Storage | Lithium-ion | Battery storage | 300 | 2027-09-30
South Coree BESS | Samsung C&amp;amp;T Renewable Energy Australia Pty Ltd | NSW1 | Publicly Announced | Battery Storage | Lithium-ion | Battery storage | 84 | 2029-05-25 | 2058
South East BESS - Storage - KCI | Equis Energy (Australia) Projects (Ngumi 8) Pty Ltd as trustee for the Equis Energy(Australia) Ngumi 8 Asset Trust | SA1 | Publicly Announced | Battery Storage | Lithium-ion | Battery storage | 215.6 | 2030-07-31 | 2050
South Johnstone Mill | MSF Sugar | QLD1 | In Service | Gas Turbine | Steam Turbine | Gas | 2
South Johnstone Mill | MSF Sugar | QLD1 | In Service | Gas Turbine | Steam Turbine | Gas | 7.8
South Johnstone Mill | MSF Sugar | QLD1 | In Service | Gas Turbine | Steam Turbine | Gas | 9.5 |  | 2040
South Johnstone Mill (expansion) | MSF Sugar | QLD1 | Publicly Announced | Gas Turbine | Steam Turbine | Gas | 32
South Kempsey BESS | Macleay Ventures Pty Ltd. | NSW1 | Publicly Announced | Battery Storage | Lithium-ion | Battery storage | 200
South Keswick Solar Farm | Dubbo Solar Hub Pty Ltd | NSW1 | In Service | Solar PV | Single Axis Tracking | Solar | 13.92 |  | 2042
South Nanango BESS | RTB Renewables Pty Ltd | QLD1 | Publicly Announced | Battery Storage | Lithium-ion | Battery storage | 630
South Pacific Offshore Wind Project | South Pacific OWP Project Pty Ltd | NSW1 | Publicly Announced | Wind | Offshore - fixed | Wind | 1601.25 | 2035-06-30
South Walker Creek Power Station | Enernet Global | QLD1 | Publicly Announced | Other | Other | Other | 20.04 | 2027-07-01 | 2040
Southern Winds Offshore Wind | Southern Winds OWP Project Pty Ltd | VIC1 | Publicly Announced | Wind | Offshore - fixed | Wind | 1155
Specimen Hill BESS - Storage - KCI | ARK Energy Corporation Pty Ltd | QLD1 | Publicly Announced | Battery Storage | Lithium-ion | Battery storage | 100
Specimen Hill Wind Farm | ARK Energy Corporation Pty Ltd | QLD1 | Publicly Announced | Wind | Onshore | Wind | 336
Spicers Creek Wind Farm | Squadron Energy Services Pty Ltd | NSW1 | Publicly Announced | Wind | Onshore | Wind | 702 | 2031-07-01 | 2060
Spinifex Offshore Wind Farm | Alinta Energy Retail Sales Pty Ltd | VIC1 | Publicly Announced | Wind | Offshore - fixed | Wind | 1206 | 2038-01-01 | 2063
Spring Creek Solar Farm and BESS Hybrid - KCI |  | NSW1 | Publicly Announced | Battery Storage | Lithium-ion | Battery storage | 360
Spring Creek Solar Farm and BESS Hybrid - KCI |  | NSW1 | Publicly Announced | Solar PV | Fixed | Solar | 120
Springlands Wind Farm | Ratch Australia | QLD1 | Publicly Announced | Wind | Onshore | Wind | 798.6 | 2030-12-30 | 2060
Springvale Energy Hub | progresspower_nr | VIC1 | Anticipated | Battery Storage | Lithium-ion | Battery storage | 131.4 | 2028-10-30 | 2055
Springvale Energy Hub - Stage 2 | SEH Stage 1 Pty Ltd as trustee for the Progress Power Unit Trust | VIC1 | Publicly Announced | Battery Storage | Lithium-ion | Battery storage | 125.84 | 2028-10-30 | 2055
SRI/Mirabou (Braemar) BESS - KCI | Miraabou Energy Ltd | QLD1 | Publicly Announced | Battery Storage | Lithium-ion | Battery storage | 500
St Patricks Plains Wind Farm | ARK Energy Corporation Pty Ltd | TAS1 | Publicly Announced | Wind | Onshore | Wind | 291.4
Stanhope Solar and BESS Project | globirdenergy_NR | VIC1 | Publicly Announced | Solar PV | Fixed | Solar | 5 | 2027-11-30 | 2052
Stanhope Solar and BESS Project | globirdenergy_NR | VIC1 | Publicly Announced | Battery Storage | Lithium-ion | Battery storage | 20 | 2027-11-30 | 2052
Stanwell | Stanwell Corporation Limited | QLD1 | In Service | Coal | Black Coal | Coal | 365 |  | 2043
Stanwell | Stanwell Corporation Limited | QLD1 | In Service | Coal | Black Coal | Coal | 365 |  | 2044
Stanwell | Stanwell Corporation Limited | QLD1 | In Service | Coal | Black Coal | Coal | 365 |  | 2045
Stanwell | Stanwell Corporation Limited | QLD1 | In Service | Coal | Black Coal | Coal | 365 |  | 2046
Stanwell BESS | Stanwell Corporation Limited | QLD1 | Committed | Battery Storage | Lithium-ion | Battery storage | 300 | 2026-12-22 | 2046
Stapylton Renewable Energy Facility | LMS Energy Pty Ltd | QLD1 | In Service | Gas Turbine | Other | Gas | 2.12 |  | 2049
Stapylton Renewable Energy Facility | LMS Energy Pty Ltd | QLD1 | In Service | Gas Turbine | Other | Gas | 0.76 |  | 2049
Stapylton Renewable Energy Facility | LMS Energy Pty Ltd | QLD1 | In Service | Gas Turbine | Other | Gas | 0.47 |  | 2049
Star of the South Wind Farm | Star of the South Wind Farm Pty Ltd as trustee for the Star of the South Trust | VIC1 | Publicly Announced | Wind | Offshore - fixed | Wind | 2205 | 2032-03-31
Starfish Hill | Ratch Australia | SA1 | In Service | Wind | Onshore | Wind | 33 |  | 2033
Stockyard Hill Wind Farm | Stockyard Hill Wind Farm Pty Ltd | VIC1 | In Service | Wind | Onshore | Wind | 6 |  | 2045
Stockyard Hill Wind Farm | Stockyard Hill Wind Farm Pty Ltd | VIC1 | In Service | Wind | Onshore | Wind | 64.6 |  | 2045
Stockyard Hill Wind Farm | Stockyard Hill Wind Farm Pty Ltd | VIC1 | In Service | Wind | Onshore | Wind | 456.96 |  | 2045
Stoney Creek BESS | Stoney Creek BESS Pty Ltd | NSW1 | Anticipated | Battery Storage | Lithium-ion | Battery storage | 125 | 2028-06-30 | 2048
Stony Creek Wind Farm | Greenleaf Renewable | QLD1 | Publicly Announced | Wind | Onshore | Wind | 400
Strafford Renewable Energy Hub - Pumped Hydro | Yancoal | NSW1 | Publicly Announced | Hydro | Pumped Hydro | Pumped storage | 200
Stratford Renewable Energy Hub | Yancoal Australia Limited | NSW1 | Publicly Announced | Hydro | Pumped Hydro | Pumped storage | 400
Stratford Renewable Energy Hub | Yancoal Australia Limited | NSW1 | Publicly Announced | Solar PV | Fixed | Solar | 382.2
Strathbogie Ranges Wind Farm | Seymour Wind Pty Ltd | VIC1 | Publicly Announced | Wind | Onshore | Wind | 800 | 2031-12-01 | 2065
Strontian Solar BESS | Strontian Solar Pty Ltd | NSW1 | Publicly Announced | Battery Storage | Lithium-ion | Battery storage | 333
Strontian Solar Farm | Strontian Solar Pty Ltd | NSW1 | Publicly Announced | Solar PV | Fixed | Solar | 327.6
Stubbo BESS | Stubbo 1 Pty Ltd. ACN 658 322 457 as The Trustee for Stubbo 1 Solar Project Trust | NSW1 | Publicly Announced | Battery Storage | Lithium-ion | Battery storage | 200 | 2029-03-31 | 2079
Stubbo Solar Farm | ACEN AUSTRALIA | NSW1 | In Service | Solar PV | Single Axis Tracking | Solar | 202 |  | 2073
Stubbo Solar Farm | ACEN AUSTRALIA | NSW1 | In Service | Solar PV | Single Axis Tracking | Solar | 198 |  | 2073
Sturt Solar | Sturt Solar PTY LTD | SA1 | Publicly Announced | Solar PV | Single Axis Tracking | Solar | 300
Sturt Solar | Sturt Solar PTY LTD | SA1 | Publicly Announced | Battery Storage | Lithium-ion | Battery storage | 300
Summerfield BESS | CI Summerfield BESS Pty Ltd (ACN 656 223 773) as trustee for the CI Summerfield BESS Trust | SA1 | Committed* | Battery Storage | Lithium-ion | Battery storage | 153.65 | 2026-11-20 | 2046
Summerfield BESS | CI Summerfield BESS Pty Ltd (ACN 656 223 773) as trustee for the CI Summerfield BESS Trust | SA1 | Committed | Battery Storage | Lithium-ion | Battery storage | 153.65 | 2026-11-20 | 2046
Summerfield North | CI SUMMERFIELD NORTH PROJECTCO PTY LTD | SA1 | Publicly Announced | Battery Storage | Lithium-ion | Battery storage | 197.4 | 2028-12-30 | 2055
Summerville BESS | OX2 | NSW1 | Publicly Announced | Battery Storage | Lithium-ion | Battery storage | 90
Summerville Solar Farm | ESCO Solar Farm 5 Pty Ltd | NSW1 | Publicly Announced | Solar PV | Fixed | Solar | 100.8 | 2028-12-31 | 2058
Sun Metals Corporation Solar Farm | Sun Metals Corporation Pty Ltd | QLD1 | In Service | Solar PV | Fixed | Solar | 143 |  | 2042
Sundown Hybrid Facility | Sundown SF Subco Pty Ltd ATF Sundown SF Unit Trust | NSW1 | Publicly Announced | Battery Storage | Lithium-ion | Battery storage | 210.72 | 2028-01-01 | 2055
Sundown Hybrid Facility | Sundown SF Subco Pty Ltd ATF Sundown SF Unit Trust | NSW1 | Publicly Announced | Solar PV | Single Axis Tracking | Solar | 436.8 | 2028-01-01 | 2055
Sunnyside Solar Farm | Zero E Services Australia Pty Ltd | NSW1 | Publicly Announced | Battery Storage | Lithium-ion | Battery storage | 299
Sunnyside Solar Farm | Zero E Services Australia Pty Ltd | NSW1 | Publicly Announced | Solar PV | Single Axis Tracking | Solar | 348.6
Sunraysia Solar Farm | Sunraysia Solar Project Pty Ltd | NSW1 | In Service | Solar PV | Single Axis Tracking | Solar | 228.8 |  | 2049
Sunshine Energy Solar Farm | Sunshine Energy | QLD1 | Publicly Announced | Solar PV | Single Axis Tracking | Solar | 1500
Sunshine Estate BESS | Avenis Energy Pty Ltd, on behalf of AE BESS 11 Pty Ltd ATF AE BESS 11 Unit Trust | NSW1 | Publicly Announced | Battery Storage | Lithium-ion | Battery storage | 120 | 2027-12-31 | 2045
Sunshine State Solar Farm and BESS | ESCO Pacific | QLD1 | Publicly Announced | Solar PV | Fixed | Solar | 110
Sunshine State Solar Farm and BESS (Rollingstone) | Rollingstone Solar Farm Pty Ltd | QLD1 | Publicly Announced | Solar PV | Fixed | Solar | 500
Suntop Solar Farm | Suntop SF Pty Ltd As Trustee For The Suntop Asset | NSW1 | In Service | Solar PV | Single Axis Tracking | Solar | 158.4 |  | 2056
Supernode BESS | Supernode Operations Pty Ltd as the trustee for Supernode BESS 1 Project Trust | QLD1 | In Service | Battery Storage | Lithium-ion | Battery storage | 259.92 |  | 2051
Supernode BESS | Supernode Operations Pty Ltd as the trustee for Supernode BESS 1 Project Trust | QLD1 | In Commissioning | Battery Storage | Lithium-ion | Battery storage | 259.92 | 2026-06-30 | 2051
Supernode BESS - Stage 3 | Supernode BESS 3 ProjectCo Pty Ltd as trustee for Supernode BESS 3 Project Trust | QLD1 | Anticipated | Battery Storage | Lithium-ion | Battery storage | 260.26 | 2027-10-31 | 2052
Supernode BESS - Stage 4 | Supernode BESS 3 ProjectCo Pty Ltd as trustee for Supernode BESS 3 Project Trust | QLD1 | Publicly Announced | Battery Storage | Lithium-ion | Battery storage | 259.92 | 2028-12-22 | 2053
Supernode BESS - Stage 5 | Supernode BESS 3 ProjectCo Pty Ltd as trustee for Supernode BESS 3 Project Trust | QLD1 | Publicly Announced | Battery Storage | Lithium-ion | Battery storage | 259.92 | 2029-03-30 | 2054
Supernode North BESS 1 | Supernode North BESS ProjectCo Pty Ltd | QLD1 | Publicly Announced | Battery Storage | Lithium-ion | Battery storage | 260 | 2028-12-29 | 2053
Supernode North BESS 2 | Supernode North BESS ProjectCo Pty Ltd | QLD1 | Publicly Announced | Battery Storage | Lithium-ion | Battery storage | 260 | 2029-03-30 | 2054
Supernode North BESS 3 | Supernode North BESS ProjectCo Pty Ltd | QLD1 | Publicly Announced | Battery Storage | Lithium-ion | Battery storage | 260 | 2029-06-29 | 2054
Susan River Solar Farm | Susan River Solar Pty Ltd as trustee for the Susan River Solar Trust | QLD1 | In Service | Solar PV | Single Axis Tracking | Solar | 74.97 |  | 2049
Swallow Tail BESS | STBESS ProjectCo Pty Ltd as trustee for the STBESS Project Trust | NSW1 | Publicly Announced | Battery Storage | Lithium-ion | Battery storage | 300 | 2028-07-01 | 2065
Swanbank E GT | CleanCo Queensland Limited | QLD1 | In Service | Gas Turbine | CCGT | Gas | 385 |  | 2036
Swanbank F Station | CleanCo QLD Limited | QLD1 | In Service | Battery Storage | Lithium-ion | Battery storage | 266.34 | 2026-04-03 | 2045
Tableland Mill | MSF Sugar | QLD1 | In Service | Gas Turbine | Steam Turbine | Gas | 24 |  | 2040
Tabulam Solar Farm and BESS | Elgin Energy Pty Ltd | NSW1 | Publicly Announced | Solar PV | Single Axis Tracking | Solar | 100 | 2029-07-01 | 2070
Tabulam Solar Farm and BESS | Elgin Energy Pty Ltd | NSW1 | Publicly Announced | Battery Storage | Lithium-ion | Battery storage | 100 | 2029-07-01 | 2070
Tahmoor | EDL TT Pty Ltd | NSW1 | In Service | Other | Other | Gas | 7.49 |  | 2035
Tailem Bend - Solar | Vena Energy | SA1 | In Service | Solar PV | Fixed | Solar | 108 |  | 2049
Tailem Bend Battery Project | Vena Energy | SA1 | In Service | Battery Storage | Lithium-ion | Battery storage | 41.44 |  | 2048
Tailem Bend Stage 2 Solar Project | Vena Energy | SA1 | In Service | Solar PV | Single Axis Tracking | Solar | 87 |  | 2053
Tailem Bend Stage 3 | TBSOL | SA1 | Committed | Battery Storage | Lithium-ion | Battery storage | 204 | 2027-04-30 | 2047
Talbingo BESS | TagEnergy Australia Pty Ltd | NSW1 | Publicly Announced | Battery Storage | Lithium-ion | Battery storage | 450 | 2029-12-28 | 2060
Tall Tree BESS | Acciona Energy | VIC1 | Publicly Announced | Battery Storage | Lithium-ion | Battery storage | 200 | 2031-12-15 | 2055
Tall Tree Wind Farm | Acciona Energy Global Australia | VIC1 | Publicly Announced | Wind | Onshore | Wind | 342 | 2029-12-31 | 2054
Tallawang Solar And BESS | Potentia Energy HoldCo Pty Ptd | NSW1 | Publicly Announced | Battery Storage | Lithium-ion | Battery storage | 672 | 2030-01-15 | 2055
Tallawang Solar And BESS | Potentia Energy HoldCo Pty Ptd | NSW1 | Publicly Announced | Solar PV | Fixed | Solar | 672 | 2030-01-15 | 2055
Tallawarra | EnergyAustralia Tallawarra Pty Ltd | NSW1 | In Service | Gas Turbine | CCGT | Gas | 420 |  | 2043
Tallawarra B | EnergyAustralia Tallawarra Pty Ltd | NSW1 | In Service | Gas Turbine | OCGT | Gas | 320 |  | 2053
Tamar Valley Combined Cycle | AETV Pty Ltd | TAS1 | In Service | Gas Turbine | CCGT | Gas | 140 |  | 2050
Tamar Valley Combined Cycle | AETV Pty Ltd | TAS1 | In Service | Gas Turbine | CCGT | Gas | 68 |  | 2050
Tamar Valley Peaking | AETV Pty Ltd | TAS1 | In Service | Gas Turbine | OCGT | Gas | 58 |  | 2050
Tamworth BESS Project 1 Pty Ltd | Tamworth BESS Project 1 Pty Ltd | NSW1 | Anticipated | Battery Storage | Lithium-ion | Battery storage | 100 | 2028-12-31 | 2049
Tamworth BESS Project 2 Pty Ltd | valent-energy_nr | NSW1 | Anticipated | Battery Storage | Lithium-ion | Battery storage | 100 | 2028-12-31 | 2047
Tamworth Energy Reserve - KCI | The Trustee for Equis Energy (Ausralia) Ngumi 4 Asset Trust | NSW1 | Publicly Announced | Battery Storage | Lithium-ion | Battery storage | 299.7
Tangkam BESS - KCI | Atria Energy Ltd | QLD1 | Publicly Announced | Battery Storage | Lithium-ion | Battery storage | 100
Tara Wind Farm - KCI | Tara Wind Farm Pty Ltd | QLD1 | Publicly Announced | Wind | Onshore | Wind | 1800
Taralga Wind Farm | Energy Pacific Vic Pty Ltd | NSW1 | In Service | Wind | Onshore | Wind | 42 |  | 2042
Taralga Wind Farm | Energy Pacific Vic Pty Ltd | NSW1 | In Service | Wind | Onshore | Wind | 37.8 |  | 2042
Taralga Wind Farm | Energy Pacific Vic Pty Ltd | NSW1 | In Service | Wind | Onshore | Wind | 27 |  | 2042
Tarong | Stanwell Corporation Limited | QLD1 | In Service | Coal | Black Coal | Coal | 350 |  | 2036
Tarong | Stanwell Corporation Limited | QLD1 | In Service | Coal | Black Coal | Coal | 350 |  | 2036
Tarong | Stanwell Corporation Limited | QLD1 | In Service | Coal | Black Coal | Coal | 350 |  | 2037
Tarong | Stanwell Corporation Limited | QLD1 | In Service | Coal | Black Coal | Coal | 350 |  | 2037
Tarong BESS | Stanwell Corporation Limited | QLD1 | In Service | Battery Storage | Lithium-ion | Battery storage | 300 |  | 2045
Tarong North | Stanwell Corporation Limited | QLD1 | In Service | Coal | Black Coal | Coal | 450 |  | 2037
Tarong West Wind Farm (Ironleaf) | Tarong West Project Co Pty Ltd as trustee for the Tarong West Project Trust | QLD1 | Anticipated | Wind | Onshore | Wind | 436.5 | 2030-09-01 | 2060
Tarraleah | Hydro-Electric Corporation | TAS1 | In Service | Hydro | Dam | Hydro | 15 |  | 2100
Tarraleah | Hydro-Electric Corporation | TAS1 | In Service | Hydro | Dam | Hydro | 15 |  | 2100
Tarraleah | Hydro-Electric Corporation | TAS1 | In Service | Hydro | Dam | Hydro | 15 |  | 2100
Tarraleah | Hydro-Electric Corporation | TAS1 | In Service | Hydro | Dam | Hydro | 15 |  | 2100
Tarraleah | Hydro-Electric Corporation | TAS1 | In Service | Hydro | Dam | Hydro | 15 |  | 2100
Tarraleah | Hydro-Electric Corporation | TAS1 | In Service | Hydro | Dam | Hydro | 15 |  | 2100
Tarraleah Redevelopment | HYDROTAS | TAS1 | Publicly Announced | Hydro | Dam | Hydro | 100
Tarraleah Redevelopment | HYDROTAS | TAS1 | Publicly Announced | Hydro | Dam | Hydro | 100
Tarrone BESS - Storage - KCI | Global Power Generation Australia Pty Ltd | VIC1 | Publicly Announced | Battery Storage | Lithium-ion | Battery storage | 200 | 2028-07-01 | 2048
Tarrone GT | AGL Energy Limited | VIC1 | Publicly Announced | Gas Turbine | OCGT | Gas | 600
Tatiara Meats | Vibe Energy Pty Ltd | SA1 | In Service | Gas Turbine | Other | Gas | 0.5
Tatura Biomass Generator | Diamond Energy Pty Ltd | VIC1 | In Service | Gas Turbine | Other | Gas | 1.1 |  | 2038
Tchelery BESS | Neoen Australia Pty Ltd | NSW1 | Publicly Announced | Battery Storage | Lithium-ion | Battery storage | 300
Tchelery Wind Farm and BESS | Neoen Australia Pty Ltd | NSW1 | Publicly Announced | Wind | Onshore | Wind | 403.2 | 2030-06-30 | 2065
Tchelery Wind Farm and BESS | Neoen Australia Pty Ltd | NSW1 | Publicly Announced | Battery Storage | Lithium-ion | Battery storage | 200 | 2029-07-31 | 2055
Teebar Creek Battery Storage - KCI | ATMOS DEVELOPMENTS PTY LTD | QLD1 | Anticipated | Battery Storage | Lithium-ion | Battery storage | 399.84 | 2028-08-31 | 2053
Temora BESS | North Harbour Clean Energy P/L | NSW1 | Publicly Announced | Battery Storage | Lithium-ion | Battery storage | 80
Templers B BESS | BORAL | SA1 | Publicly Announced | Battery Storage | Lithium-ion | Battery storage | 200 | 2028-03-31 | 2058
Templers BESS | ZEBRE Pty Ltd | SA1 | In Service | Battery Storage | Lithium-ion | Battery storage | 111 | 2025-12-05 | 2050
Terang BESS | Terrang BESS Asset Co Pty Ltd (ACN 651 342 120) in its capacity as The Trustee for Terrang BESS Asset Trust (ABN 37408848819) | VIC1 | In Commissioning | Battery Storage | Lithium-ion | Battery storage | 144.4 | 2026-06-30 | 2056
Territory Battery | Neoen Australia Pty Ltd | NSW1 | Publicly Announced | Battery Storage | Lithium-ion | Battery storage | 200 |  | 2055
Texas BESS | FRV | NSW1 | Publicly Announced | Battery Storage | Lithium-ion | Battery storage | 525 | 2031-03-31 | 2060
Texas BESS | FRV | NSW1 | Publicly Announced | Solar PV | Single Axis Tracking | Solar | 1764 | 2031-03-31 | 2060
Texas Solar Farm | FRV | NSW1 | Publicly Announced | Solar PV | Fixed | Solar | 150
The Block BESS | Samsung C&amp;amp;amp;amp;amp;T Renewable Energy Australia Pty Ltd | QLD1 | Publicly Announced | Battery Storage | Lithium-ion | Battery storage | 232.32 | 2028-12-13 | 2048
The Central BESS - KCI | ACEnergy Pty Ltd | QLD1 | Publicly Announced | Battery Storage | Lithium-ion | Battery storage | 651.6 | 2029-06-01 | 2049
The Drop | Pacific Hydro Investments Pty Ltd | NSW1 | In Service | Hydro | Run of River | Hydro | 2.5 |  | 2053
The Plains | Engie | NSW1 | Publicly Announced | Wind | Onshore | Wind | 1224 |  | 2065
The Solar River Project - Stage 1 | The Solar River Project Pty Ltd | SA1 | Publicly Announced | Solar PV | Fixed | Solar | 200
The Solar River Project - Stage 2 | The Solar River Project Pty Ltd | SA1 | Publicly Announced | Solar PV | Fixed | Solar | 200
Theodore BESS | RWE | QLD1 | Publicly Announced | Battery Storage | Lithium-ion | Battery storage | 354 | 2028-12-29 | 2049
Theodore Solar Farm | Theodore SF Pty Ltd as trustee for Theodore SF Trust | QLD1 | Publicly Announced | Solar PV | Single Axis Tracking | Solar | 70 | 2029-12-18 | 2059
Theodore Wind Farm | RWE Renewables Australia | QLD1 | Publicly Announced | Wind | Onshore | Wind | 409.2 | 2028-12-31 | 2064
Theodore Wind Farm | RWE Renewables Australia | QLD1 | Publicly Announced | Wind | Onshore | Wind | 644.8 | 2028-12-29 | 2064
Thomastown BESS | Ausnet Transmission Group Pty Ltd | VIC1 | Publicly Announced | Battery Storage | Lithium-ion | Battery storage | 300 | 2028-03-31 | 2058
Three Rivers BESS | Iberdrola Australia Development Pty Ltd. | QLD1 | Publicly Announced | Battery Storage | Lithium-ion | Battery storage | 500
Three Rivers Solar Farm | Iberdrola Australia Development Pty Ltd. | QLD1 | Publicly Announced | Solar PV | Fixed | Solar | 700
Thunderbolt Wind Farm | Neoen Australia Pty Ltd | NSW1 | Publicly Announced | Wind | Onshore | Wind | 210 | 2031-06-30 | 2065
Ti Tree Bioenergy | Ti Tree Bioenergy | QLD1 | In Service | Gas Turbine | Other | Gas | 1.2 |  | 2072
Ti Tree Bioenergy | Ti Tree Bioenergy | QLD1 | In Service | Gas Turbine | Other | Gas | 3.3 |  | 2072
Ticoba BESS | European Energy Australia P/L | QLD1 | Publicly Announced | Battery Storage | Lithium-ion | Battery storage | 400
Ticoba Solar Farm | European Energy Australia P/L | QLD1 | Publicly Announced | Solar PV | Fixed | Solar | 400
Tieri BESS | FRV Service Australia Pty Ltd | QLD1 | Publicly Announced | Battery Storage | Lithium-ion | Battery storage | 136.8 | 2029-12-31 | 2059
Tilbuster Solar Farm | EP Sunspot 5 | NSW1 | Anticipated | Solar PV | Fixed | Solar | 249.28 | 2028-12-31 | 2058
Timboon West Wind Farm | Timboon West Wind Farm Pty Ltd | VIC1 | In Service | Wind | Onshore | Wind | 7.2 |  | 2048
Tirranna BESS - KCI | StorEnergy 2 Pty Ltd | NSW1 | Publicly Announced | Battery Storage | Lithium-ion | Battery storage | 400 | 2029-10-31 | 2055
Tomago BESS | AGL | NSW1 | Anticipated | Battery Storage | Lithium-ion | Battery storage | 500.52 | 2027-10-31 | 2047
Toora | Ratch Australia | VIC1 | In Service | Wind | Onshore | Wind | 21 |  | 2032
Torrens Island B | AGL SA Generation Pty Limited | SA1 | Announced Withdrawal | Gas Turbine | Steam Turbine | Gas | 200 |  | 2026
Torrens Island B | AGL SA Generation Pty Limited | SA1 | Announced Withdrawal | Gas Turbine | Steam Turbine | Gas | 200 |  | 2028
Torrens Island B | AGL SA Generation Pty Limited | SA1 | Announced Withdrawal | Gas Turbine | Steam Turbine | Gas | 200 |  | 2028
Torrens Island B | AGL SA Generation Pty Limited | SA1 | Announced Withdrawal | Gas Turbine | Steam Turbine | Gas | 200 |  | 2028
Torrens Island BESS | TIPSCO | SA1 | In Service | Battery Storage | Lithium-ion | Battery storage | 250.7 |  | 2043
Tower | EDL CSM NSW Pty Ltd | NSW1 | In Service | Other | Other | Gas | 41.2 |  | 2036
Townsville Power Station - QPM | RATCH-Australia | QLD1 | In Service | Gas Turbine | OCGT | Gas | 160 |  | 2046
Townsville Power Station - QPM | RATCH-Australia | QLD1 | In Service | Gas Turbine | CCGT | Gas | 84 |  | 2046
Trafalgar East Hybrid Facility Stage 2 | Trafalgar Renewables Pty Ltd | VIC1 | Publicly Announced | Battery Storage | Lithium-ion | Battery storage | 200 | 2030-12-01 | 2055
Trafalgar East Hybrid Facility Stage 2 | Trafalgar Renewables Pty Ltd | VIC1 | Publicly Announced | Solar PV | Single Axis Tracking | Solar | 200 | 2030-12-01 | 2060
Tragowel BESS | Virya Energy Pty Ltd | VIC1 | Publicly Announced | Battery Storage | Lithium-ion | Battery storage | 552.96 | 2029-01-01 | 2058
Tramway Road BESS | Eku Energy Projects (Australia) Pty Ltd as trustee for the Eku Energy Projects Australia Trust | VIC1 | Publicly Announced | Battery Storage | Lithium-ion | Battery storage | 348.48 | 2029-03-30 | 2049
Traralgon Network Support Station | NovaPower Pty Ltd | VIC1 | In Service | Gas Turbine | Other | Gas | 10 |  | 2050
Trevallyn | Hydro-Electric Corporation | TAS1 | In Service | Hydro | Dam | Hydro | 20 |  | 2100
Trevallyn | Hydro-Electric Corporation | TAS1 | In Service | Hydro | Dam | Hydro | 20 |  | 2100
Trevallyn | Hydro-Electric Corporation | TAS1 | In Service | Hydro | Dam | Hydro | 26.5 |  | 2100
Trevallyn | Hydro-Electric Corporation | TAS1 | In Service | Hydro | Dam | Hydro | 26.5 |  | 2100
Triabunna Wind Farm | Triabunna Wind Pty Ltd | TAS1 | Publicly Announced | Wind | Onshore | Wind | 23.4 | 2030-07-01 | 2060
Tribute | Hydro-Electric Corporation | TAS1 | In Service | Hydro | Dam | Hydro | 82.8 |  | 2100
Tribute Pumped Hydro Option | Hydro-Electric Corporation | TAS1 | Publicly Announced | Hydro | Pumped Hydro | Pumped storage | 750
Tuckeroo | AGL Energy Limited | QLD1 | Publicly Announced | Battery Storage | Lithium-ion | Battery storage | 500
Tuckeroo BESS - KCI | Tuckeroo BESS Pty Ltd | QLD1 | Publicly Announced | Battery Storage | Lithium-ion | Battery storage | 500
Tuggerah BESS - KCI | BG Admin Pty Ltd | NSW1 | Publicly Announced | Battery Storage | Lithium-ion | Battery storage | 500
Tully BESS | RWE Renewables Australia Pty Ltd | QLD1 | Publicly Announced | Battery Storage | Lithium-ion | Battery storage | 200 | 2028-12-29 | 2049
Tully Sugar Mill | Tully Sugar Limited | QLD1 | In Service | Gas Turbine | Steam Turbine | Gas | 32 |  | 2050
TUMMAVILLE Hybrid Facility- Solar And BESS | ACEnergy Pty Ltd | QLD1 | Publicly Announced | Solar PV | Single Axis Tracking | Solar | 500.48 | 2031-09-01 | 2061
TUMMAVILLE Hybrid Facility- Solar And BESS | ACEnergy Pty Ltd | QLD1 | Publicly Announced | Battery Storage | Lithium-ion | Battery storage | 574.08 | 2031-09-01 | 2061
Tumuruu BESS and Solar Farm | Australian Solar Enterprises Pty Ltd | QLD1 | Anticipated | Battery Storage | Lithium-ion | Battery storage | 249.6 | 2028-04-30 | 2077
Tumuruu BESS and Solar Farm | Australian Solar Enterprises Pty Ltd | QLD1 | Publicly Announced | Solar PV | Fixed | Solar | 249.6 | 2028-04-30 | 2077
Tumut 3 | Snowy Hydro Ltd | NSW1 | In Service | Hydro | Dam | Hydro | 250 |  | 2070
Tumut 3 | Snowy Hydro Ltd | NSW1 | In Service | Hydro | Dam | Hydro | 250 |  | 2070
Tumut 3 | Snowy Hydro Ltd | NSW1 | In Service | Hydro | Dam | Hydro | 250 |  | 2070
Tumut 3 | Snowy Hydro Ltd | NSW1 | In Service | Hydro | Dam | Hydro | 250 |  | 2070
Tumut 3 | Snowy Hydro Ltd | NSW1 | In Service | Hydro | Dam | Hydro | 250 |  | 2070
Tumut 3 | Snowy Hydro Ltd | NSW1 | In Service | Hydro | Dam | Hydro | 250 |  | 2070
Tungatinah | Hydro-Electric Corporation | TAS1 | In Service | Hydro | Dam | Hydro | 25 |  | 2100
Tungatinah | Hydro-Electric Corporation | TAS1 | In Service | Hydro | Dam | Hydro | 25 |  | 2100
Tungatinah | Hydro-Electric Corporation | TAS1 | In Service | Hydro | Dam | Hydro | 25 |  | 2100
Tungatinah | Hydro-Electric Corporation | TAS1 | In Service | Hydro | Dam | Hydro | 25 |  | 2100
Tungatinah | Hydro-Electric Corporation | TAS1 | In Service | Hydro | Dam | Hydro | 25 |  | 2100
Tungkillo BESS - KCI | Iberdrola Australia Limited | SA1 | Publicly Announced | Battery Storage | Lithium-ion | Battery storage | 270
Tungkillo South BESS | RES Australia Pty Ltd | SA1 | Publicly Announced | Battery Storage | Lithium-ion | Battery storage | 270 | 2029-06-01 | 2058
Tyrone BESS | European Energy Australia P/L | QLD1 | Publicly Announced | Battery Storage | Lithium-ion | Battery storage | 400
Tyrone Solar | European Energy Australia P/L | QLD1 | Publicly Announced | Solar PV | Fixed | Solar | 400
Ulinda Park BESS | Ulinda Park ProjectCo Pty Ltd | QLD1 | In Service | Battery Storage | Lithium-ion | Battery storage | 154.96 | 2025-11-21 | 2065
Ulinda Park BESS Expansion | Akaysha Energy | QLD1 | Publicly Announced | Battery Storage | Lithium-ion | Battery storage | 195.04 | 2028-09-30 | 2065
Ulladulla Offshore Wind Farm | OceanEx Energy | NSW1 | Publicly Announced | Wind | Offshore - fixed | Wind | 2000 | 2035-01-01
Upper Calliope Solar Farm (side A) | European Energy S/A | QLD1 | Publicly Announced | Solar PV | Fixed | Solar | 1100
Upper Hunter BESS | Maizewood Pty Ltd. | NSW1 | Publicly Announced | Battery Storage | Lithium-ion | Battery storage | 400
Upper Hunter Energy Park - Wind | Upper Hunter Energy Park Pty Ltd | NSW1 | Anticipated | Wind | Onshore | Wind | 75.6 | 2027-12-31 | 2052
Upper Tumut | Snowy Hydro Ltd | NSW1 | In Service | Hydro | Dam | Hydro | 82 |  | 2070
Upper Tumut | Snowy Hydro Ltd | NSW1 | In Service | Hydro | Dam | Hydro | 82 |  | 2070
Upper Tumut | Snowy Hydro Ltd | NSW1 | In Service | Hydro | Dam | Hydro | 82 |  | 2070
Upper Tumut | Snowy Hydro Ltd | NSW1 | In Service | Hydro | Dam | Hydro | 82 |  | 2070
Upper Tumut | Snowy Hydro Ltd | NSW1 | In Service | Hydro | Dam | Hydro | 72 |  | 2070
Upper Tumut | Snowy Hydro Ltd | NSW1 | In Service | Hydro | Dam | Hydro | 72 |  | 2070
Upper Tumut | Snowy Hydro Ltd | NSW1 | In Service | Hydro | Dam | Hydro | 72 |  | 2070
Upper Tumut | Snowy Hydro Ltd | NSW1 | In Service | Hydro | Dam | Hydro | 72 |  | 2070
Uranquinty | Origin Energy Uranquinty Power Pty Ltd | NSW1 | In Service | Gas Turbine | OCGT | Gas | 173 |  | 2049
Uranquinty | Origin Energy Uranquinty Power Pty Ltd | NSW1 | In Service | Gas Turbine | OCGT | Gas | 173 |  | 2049
Uranquinty | Origin Energy Uranquinty Power Pty Ltd | NSW1 | In Service | Gas Turbine | OCGT | Gas | 173 |  | 2049
Uranquinty | Origin Energy Uranquinty Power Pty Ltd | NSW1 | In Service | Gas Turbine | OCGT | Gas | 173 |  | 2049
Uranquinty Solar Farm | CleanPeak Energy | NSW1 | Publicly Announced | Solar PV | Single Axis Tracking | Solar | 4.85 |  | 2061
Uranquinty Solar Farm | CleanPeak Energy | NSW1 | Publicly Announced | Battery Storage | Lithium-ion | Battery storage | 0 |  | 2061
Uungula BESS | Squadron Energy Services Pty Ltd | NSW1 | Publicly Announced | Battery Storage | Lithium-ion | Battery storage | 400 | 2030-07-01 | 2060
Uungula Wind Farm | Uungula Wind Farm Pty Ltd | NSW1 | Committed | Wind | Onshore | Wind | 414 | 2028-02-01 | 2057
Valdora Solar Farm | Diamond Energy Pty Ltd | QLD1 | In Service | Solar PV | Fixed | Solar | 15 |  | 2050
Vales Point B | Delta Electricity | NSW1 | In Service | Coal | Black Coal | Coal | 660 |  | 2033
Vales Point B | Delta Electricity | NSW1 | In Service | Coal | Black Coal | Coal | 660 |  | 2033
Vales Point BESS | Delta Power and Energy (Vales Point) Pty Ltd trading as Delta Electricity | NSW1 | Publicly Announced | Battery Storage | Lithium-ion | Battery storage | 400 | 2028-03-01 | 2053
Vales Point Solar | Delta Electricity | NSW1 | Publicly Announced | Solar PV | Fixed | Solar | 55 | 2050-07-01 | 2075
Valley of the Winds | ACEN Renewables | NSW1 | Anticipated | Wind | Onshore | Wind | 324 | 2029-12-31 | 2079
Valley of the Winds | ACEN Renewables | NSW1 | Anticipated | Wind | Onshore | Wind | 151.2 | 2030-07-31 | 2080
Valley of the Winds | ACEN Renewables | NSW1 | Anticipated | Wind | Onshore | Wind | 460.8 | 2030-04-30 | 2080
Valley Power | Snowy Hydro Ltd | VIC1 | In Service | Gas Turbine | OCGT | Gas | 50 |  | 2070
Valley Power | Snowy Hydro Ltd | VIC1 | In Service | Gas Turbine | OCGT | Gas | 50 |  | 2070
Valley Power | Snowy Hydro Ltd | VIC1 | In Service | Gas Turbine | OCGT | Gas | 50 |  | 2070
Valley Power | Snowy Hydro Ltd | VIC1 | In Service | Gas Turbine | OCGT | Gas | 50 |  | 2070
Valley Power | Snowy Hydro Ltd | VIC1 | In Service | Gas Turbine | OCGT | Gas | 50 |  | 2070
Valley Power | Snowy Hydro Ltd | VIC1 | In Service | Gas Turbine | OCGT | Gas | 50 |  | 2070
Vast Solar 1 | Vast Solar 1 Pty Ltd | SA1 | Publicly Announced | Solar PV | Other | Solar | 34 |  | 2055
Victoria Mill | Wilmar Sugar (Herbet) Pty Ltd | QLD1 | In Service | Other | Biomass | Bioenergy | 5 |  | 2040
Victoria Mill | Wilmar Sugar (Herbet) Pty Ltd | QLD1 | In Service | Other | Biomass | Bioenergy | 19 |  | 2040
Victorian Big Battery | Victorian Big Battery Pty Ltd | VIC1 | In Service | Battery Storage | Lithium-ion | Battery storage | 300 |  | 2041
Wagga North BESS - KCI | Zebre Pty Ltd | NSW1 | Anticipated | Battery Storage | Lithium-ion | Battery storage | 105 | 2028-12-31 | 2055
Wagga North BESS (IB Vogt) - KCI | Ib vogt Development Australia Pty Ltd | NSW1 | Publicly Announced | Battery Storage | Lithium-ion | Battery storage | 120.12 | 2028-03-30 | 2048
Wagga North Solar Farm | Wagga Wagga Operationsco Pty Ltd as trustree for Wagga Wagga Operations Trust | NSW1 | In Commissioning | Solar PV | Single Axis Tracking | Solar | 19.68 | 2023-07-01 | 2050
Wagga North Solar Farm | Wagga Wagga Operationsco Pty Ltd as trustree for Wagga Wagga Operations Trust | NSW1 | In Commissioning | Solar PV | Single Axis Tracking | Solar | 36.08 |  | 2050
Wagga North Solar Farm BESS | Wagga Wagga Operationsco Pty Ltd as trustee for the Wagga Wagga Operations Trust | NSW1 | Publicly Announced | Battery Storage | Lithium-ion | Battery storage | 15
Wagga South BESS | Eku Energy Projects (Australia) Trust | NSW1 | Publicly Announced | Battery Storage | Lithium-ion | Battery storage | 463.5 | 2029-09-30 | 2050
Walla Walla Solar Farm | FRV Australia (Walla Walla Asset Co Pty Ltd (ACN 634 728 868) as trustee for the Walla Walla Asset Trust) | NSW1 | In Service | Solar PV | Single Axis Tracking | Solar | 152.16 |  | 2054
Walla Walla Solar Farm | FRV Australia (Walla Walla Asset Co Pty Ltd (ACN 634 728 868) as trustee for the Walla Walla Asset Trust) | NSW1 | In Service | Solar PV | Single Axis Tracking | Solar | 152.16 |  | 2054
Wallabadah BESS | North Harbour Clean Energy P/L | NSW1 | Publicly Announced | Battery Storage | Lithium-ion | Battery storage | 400
Wallaby Creek Wind Farm | acciona_NR | NSW1 | Publicly Announced | Wind | Onshore | Wind | 216.6 | 2030-12-31 | 2055
Wallaroo Solar Farm | New Energy development and Univergy Solar Joint venture (SPV) Wallaroo Solar Farm Pty Ltd | NSW1 | Publicly Announced | Solar PV | Single Axis Tracking | Solar | 122.4
Wallerawang 9 BESS | Greenspot Wallerawang Pty Ltd as trustee for the Greenspot Wallerawang Unit Trust | NSW1 | Publicly Announced | Battery Storage | Lithium-ion | Battery storage | 300 | 2029-10-01 | 2050
Wallgrove Grid Battery project | TransGrid | NSW1 | In Service | Battery Storage | Lithium-ion | Battery storage | 61.2 |  | 2036
Wambo Wind Farm 1 | Cubico Sustainable Investments Australia Pty Ltd | QLD1 | In Commissioning | Wind | Onshore | Wind | 252 | 2025-02-28
Wambo Wind Farm 1 | Cubico Sustainable Investments Australia Pty Ltd | QLD1 | Committed | Wind | Onshore | Wind | 248
Wamuran BESS - KCI | RTB Renewables Pty Ltd | QLD1 | Publicly Announced | Battery Storage | Lithium-ion | Battery storage | 630
Wandoan South BESS | Vena Evergy | QLD1 | In Service | Battery Storage | Lithium-ion | Battery storage | 100 |  | 2051
Wandoan South Solar Stage 1 | Vena Evergy | QLD1 | In Service | Solar PV | Single Axis Tracking | Solar | 125 |  | 2053
Wandoan South Solar Stage 2 | TBSOL | QLD1 | Committed | Solar PV | Single Axis Tracking | Solar | 240 | 2027-07-01 | 2052
Wangaratta Solar Farm | Wangaratta Solar Farm Pty Ltd | VIC1 | In Service | Solar PV | Single Axis Tracking | Solar | 26.4 | 2026-03-08 | 2056
Wangaratta Solar Farm | Wangaratta Solar Farm Pty Ltd | VIC1 | Publicly Announced | Battery Storage | Lithium-ion | Battery storage | 0 | 2027-05-01 | 2056
Waratah Super Battery | Munmorah Battery ProjectCo Pty Ltd | NSW1 | Committed | Battery Storage | Lithium-ion | Battery storage | 849.6 | 2026-09-01 | 2065
Warracknabeal Wind Farm | WestWind Energy Pty Ltd | VIC1 | Publicly Announced | Wind | Onshore | Wind | 1642.5 | 2032-12-31 | 2067
Warrego BESS (WBESS) - KCI | CI Warrego Pty Ltd as The Trustee for CI Warrego Trust | QLD1 | Publicly Announced | Battery Storage | Lithium-ion | Battery storage | 250
Warrenheip BESS | AE Solar 6 Pty Ltd as Trustee for AE Solar 6 Unit Trust | VIC1 | Publicly Announced | Battery Storage | Lithium-ion | Battery storage | 240
Warwick Solar Farm | The University of Queensland | QLD1 | In Service | Solar PV | Single Axis Tracking | Solar | 32 |  | 2046
Warwick Solar Farm | The University of Queensland | QLD1 | In Service | Solar PV | Single Axis Tracking | Solar | 32 |  | 2046
Waterloo BESS | Eku Energy Projects (Australia) Pty Ltd as trustee for the Eku Energy Projects Australia Trust | SA1 | Publicly Announced | Battery Storage | Lithium-ion | Battery storage | 173.8 | 2030-06-30 | 2050
Waterloo Wind Farm | Waterloo Windfarm Pty Ltd | SA1 | In Service | Wind | Onshore | Wind | 111 |  | 2045
Waterloo Wind Farm | Waterloo Windfarm Pty Ltd | SA1 | In Service | Wind | Onshore | Wind | 19.8 |  | 2051
Watta Wella Power Station | RES Australia Pty Ltd | VIC1 | Publicly Announced | Wind | Onshore | Wind | 306 | 2029-12-21 | 2059
Wattle Creek Energy Hub - Battery Storage | Wattle Creek Energy Hub P/L | NSW1 | Publicly Announced | Battery Storage | Lithium-ion | Battery storage | 372.6 | 2029-01-01 | 2053
Wattle Creek Energy Hub - Solar / BESS | Wattle Creek Energy Hub P/L | NSW1 | Publicly Announced | Battery Storage | Lithium-ion | Battery storage | 262.2 | 2029-09-01 | 2054
Wattle Creek Energy Hub - Solar / BESS | Wattle Creek Energy Hub P/L | NSW1 | Publicly Announced | Solar PV | Fixed | Solar | 189.2 | 2029-09-01 | 2064
Wattle Point | Infrastructure Capital Group | SA1 | In Service | Wind | Onshore | Wind | 90.75 |  | 2031
Waubra | Pyrenees Wind Energy Developments | VIC1 | In Service | Wind | Onshore | Wind | 22.5 |  | 2034
Waubra | Pyrenees Wind Energy Developments | VIC1 | In Service | Wind | Onshore | Wind | 93 |  | 2034
Waubra | Pyrenees Wind Energy Developments | VIC1 | In Service | Wind | Onshore | Wind | 76.5 |  | 2034
Waubra BESS - KCI | Acciona Energy Australia Global | VIC1 | Publicly Announced | Battery Storage | Lithium-ion | Battery storage | 200 | 2029-12-15 | 2049
Weasel Solar Farm | Alternate Path Solutions Pty Ltd | TAS1 | Publicly Announced | Solar PV | Single Axis Tracking | Solar | 260.4 | 2028-06-30 | 2057
Wellington A-CAES | Hydrostor Australia Holdings P/L | NSW1 | Publicly Announced | Battery Storage | Compressed Air | Battery storage | 500 | 2032-12-31 | 2082
Wellington North Solar Farm | Wellington North Solar Farm Pty Ltd | NSW1 | In Service | Solar PV | Single Axis Tracking | Solar | 436.8 |  | 2064
Wellington South Solar Farm | Wellington South Pty Ltd | NSW1 | In Service | Solar PV | Single Axis Tracking | Solar | 216.48 |  | 2051
Wemen Solar Farm | Wemen Asset Co Pty Ltd as Trustee to Wemen Solar Unit Trust | VIC1 | In Service | Solar PV | Single Axis Tracking | Solar | 97.5 |  | 2049
West Illawarra Leagues Club | Western Suburbs Leagues Club | NSW1 | In Service | Gas Turbine | Other | Gas | 1.44 |  | 2050
West Kiewa | AGL Hydro Partnership | VIC1 | In Service | Hydro | Dam | Hydro | 17 |  | 2057
West Kiewa | AGL Hydro Partnership | VIC1 | In Service | Hydro | Dam | Hydro | 17 |  | 2057
West Kiewa | AGL Hydro Partnership | VIC1 | In Service | Hydro | Dam | Hydro | 17 |  | 2057
West Kiewa | AGL Hydro Partnership | VIC1 | In Service | Hydro | Dam | Hydro | 17 |  | 2057
West Mokoan Solar Farm and BESS | West Mokoan Solar Farm | VIC1 | Anticipated | Battery Storage | Lithium-ion | Battery storage | 299.04 | 2029-07-02 | 2069
West Mokoan Solar Farm and BESS | West Mokoan Solar Farm | VIC1 | Anticipated | Solar PV | Single Axis Tracking | Solar | 400.96 | 2029-07-02 | 2069
West Wyalong Solar Farm | West Wyalong Fund Pty Ltd | NSW1 | In Service | Solar PV | Single Axis Tracking | Solar | 105.27 |  | 2058
Western Downs Battery - Stage 1 And 2 | Western Downs BESS Pty Ltd as trustee for Western Downs BESS Trust | QLD1 | In Service | Battery Storage | Lithium-ion | Battery storage | 254.8 |  | 2048
Western Downs Battery - Stage 1 And 2 | Western Downs BESS Pty Ltd as trustee for Western Downs BESS Trust | QLD1 | In Service | Battery Storage | Lithium-ion | Battery storage | 254.8 |  | 2048
Western Downs Green Power Hub P/L | Western Downs Green Power Hub Pty Ltd | QLD1 | In Service | Solar PV | Single Axis Tracking | Solar | 400.8 |  | 2046
Western Plains Wind Farm | ARK Energy Corporation Pty Ltd | TAS1 | Publicly Announced | Wind | Onshore | Wind | 50.4
Western Sydney Energy & Resource Recovery Centre | Western Sydney Energy & Resource Recovery Centre | NSW1 | Publicly Announced | Other | Other | Other | 58
Western Sydney Pumped Hydro Project | Zen Energy Retail Pty Ltd | NSW1 | Publicly Announced | Hydro | Pumped Hydro | Pumped storage | 830 | 2033-01-01 | 2084
Western Tables Wind Farm - KCI |  | VIC1 | Publicly Announced | Wind | Onshore | Wind | 1000
Whaleback Ridge Wind Farm - KCI | West Coast Renewables Energy Pty Ltd | TAS1 | Publicly Announced | Wind | Onshore | Wind | 288
White Rock Solar Farm | Goldwind Australia Pty Ltd | NSW1 | In Service | Solar PV | Fixed | Solar | 20 |  | 2043
White Rock Wind Farm - Stage 1 | CECEP Wind Power Australia Pty Ltd | NSW1 | In Service | Wind | Onshore | Wind | 175 |  | 2038
White Rock Wind Farm - Stage 2 | White Rock Wind Farm Pty Ltd | NSW1 | Publicly Announced | Wind | Onshore | Wind | 211.5 | 2028-03-31 | 2053
Whitsunday Solar Farm | Whitsunday Solar Farm Pty Ltd | QLD1 | In Service | Solar PV | Single Axis Tracking | Solar | 57.5 |  | 2048
Whitwood Road | LMS Energy Pty Ltd | QLD1 | In Service | Gas Turbine | Other | Gas | 0.5 |  | 2052
Whitwood Road | LMS Energy Pty Ltd | QLD1 | Publicly Announced | Other | Other | Other | 1.1 | 2027-01-01 | 2052
Whitwood Road | LMS Energy Pty Ltd | QLD1 | Publicly Announced | Other | Other | Other | 0.7 |  | 2052
Whyalla BESS - KCI | Aquila Capital | SA1 | Publicly Announced | Battery Storage | Lithium-ion | Battery storage | 144 | 2029-07-02 | 2059
Whyte Yarcowie | WP Renewables Ltd | SA1 | Publicly Announced | Wind | Onshore | Wind | 288.6 | 2030-01-01 | 2065
Whyte Yarcowie | WP Renewables Ltd | SA1 | Publicly Announced | Battery Storage | Lithium-ion | Battery storage | 250.4 | 2030-01-01 | 2065
Wilga Park Power Station A | Santos | NSW1 | In Service | Gas Turbine | Other | Gas | 4
Wilga Park Power Station A | Santos | NSW1 | In Service | Gas Turbine | Other | Gas | 6
Wilga Park Power Station B | Santos | NSW1 | In Service | Gas Turbine | Other | Gas | 6
Willatook | Wind Prospect WA Pty Ltd | VIC1 | Publicly Announced | Battery Storage | Lithium-ion | Battery storage | 198 | 2027-08-01 | 2065
Willatook | Wind Prospect WA Pty Ltd | VIC1 | Publicly Announced | Wind | Onshore | Wind | 374.4 | 2027-08-01 | 2065
Willavale BESS | X-Elio Willavale Park Trust | NSW1 | Publicly Announced | Battery Storage | Lithium-ion | Battery storage | 300
Willavale Solar Farm | X-Elio Australia Pty Ltd | NSW1 | Publicly Announced | Solar PV | Fixed | Solar | 50
William Hovel | Pacific Hydro Investments Pty Ltd | VIC1 | In Service | Hydro | Run of River | Hydro | 1.8 |  | 2044
Williamsdale BESS | Williamsdale BESS Project Co Pty Ltd as trustee for Williamsdale BESS Project Trust | NSW1 | Committed* | Battery Storage | Lithium-ion | Battery storage | 262.48 | 2026-09-23 | 2046
Willogoleche Wind Farm | Willogoleche Power Pty Ltd | SA1 | In Service | Wind | Onshore | Wind | 26.81 |  | 2043
Willogoleche Wind Farm | Willogoleche Power Pty Ltd | SA1 | In Service | Wind | Onshore | Wind | 95.75 |  | 2043
Willogoleche Wind Farm 2 | ENGIE | SA1 | Publicly Announced | Wind | Onshore | Wind | 120 | 2029-09-30 | 2064
Wimmera Plains BESs | BayWA r.e Projects Australia Pty Ltd | VIC1 | Publicly Announced | Battery Storage | Lithium-ion | Battery storage | 100
Wimmera Plains Energy Facility | BayWA r.e Projects Australia Pty Ltd | VIC1 | Publicly Announced | Wind | Onshore | Wind | 177.92
Wimmera Plains Energy Facility Stage 2 - KCI | BayWa r.e. Australia Pty Ltd | VIC1 | Publicly Announced | Wind | Onshore | Wind | 130
Wimmera Plains Wind Farm - KCI | Wimmera Plains Energy Facility Pty Ltd | VIC1 | Publicly Announced | Wind | Onshore | Wind | 312 |  | 2057
Wimpole BESS - KCI | AMPYR Energy | VIC1 | Publicly Announced | Battery Storage | Lithium-ion | Battery storage | 220
Winchelsea Gas Turbines - KCI | APA Power Holdings Pty Ltd | VIC1 | Publicly Announced | Gas Turbine | OCGT | Gas | 220 | 2033-01-03 | 2045
Windy Hill | Ratch Australia | QLD1 | In Service | Wind | Onshore | Wind | 12 |  | 2030
Wingfield 1 | EDL LFG SA Pty Ltd | SA1 | In Service | Other | Other | Gas | 4.12 |  | 2035
Wingfield 2 | EDL LFG SA Pty Ltd | SA1 | In Service | Other | Other | Gas | 4.12 |  | 2030
Winterbourne Wind Farm | WinterbourneWind Pty Ltd | NSW1 | Publicly Announced | Wind | Onshore | Wind | 731.6 | 2031-12-31 | 2062
Winton BESS | AE BESS 10 as Trustee for AE BESS 10 Unit Trust | VIC1 | Publicly Announced | Battery Storage | Lithium-ion | Battery storage | 120
Winton Energy Reserve 1 | Lochard Energy | VIC1 | Publicly Announced | Battery Storage | Lithium-ion | Battery storage | 200
Winton Energy Reserve 1 | Lochard Energy | VIC1 | Publicly Announced | Gas Turbine | Other | Gas | 200 |  | 2050
Winton North Solar Farm | EE Solar 12 Pty Ltd as trustee for the EE Solar 12 Trust | VIC1 | Anticipated | Solar PV | Fixed | Solar | 100 | 2027-04-30 | 2057
Winton Renewable Energy Storage and Stability Terminal (WRESST) | Winton Renewable Energy Stability and Storage Terminal Pty Ltd | VIC1 | Publicly Announced | Battery Storage | Lithium-ion | Battery storage | 400
Winton Solar Farm | Winton Asset Co. Pty Ltd as Trustee of the Winton Asset Trust | VIC1 | In Service | Solar PV | Single Axis Tracking | Solar | 85 |  | 2051
Wivenhoe | CleanCo Queensland Limited | QLD1 | In Service | Hydro | Pumped Hydro | Pumped storage | 285 |  | 2084
Wivenhoe | CleanCo Queensland Limited | QLD1 | In Service | Hydro | Pumped Hydro | Pumped storage | 285 |  | 2084
Wodonga BESS | IBERDROLA AUSTRALIA DEVELOPMENT PTY LIMITED | VIC1 | Publicly Announced | Battery Storage | Lithium-ion | Battery storage | 250
Wodonga Solar Farm | Wodonga Solar Power | VIC1 | Publicly Announced | Solar PV | Single Axis Tracking | Solar | 76
Wollar BESS | Wollar Solar Finance Pty Ltd. | NSW1 | Publicly Announced | Battery Storage | Lithium-ion | Battery storage | 300
Wollar Solar Farm | Wollar Solar Development Pty Ltd | NSW1 | In Service | Solar PV | Single Axis Tracking | Solar | 280 | 2025-11-21 | 2054
Wollert | LMS Energy Pty Ltd | VIC1 | In Service | Gas Turbine | Other | Gas | 7.84 |  | 2044
Wollert Gas Turbine - KCI | APA Power Holdings Pty Ltd | VIC1 | Publicly Announced | Gas Turbine | OCGT | Gas | 600 | 2035-01-01 | 2045
Wombelano Wind Farm | Wind Projects Australia Project 1 Pty Ltd | VIC1 | Publicly Announced | Wind | Onshore | Wind | 23.4 | 2030-01-01 | 2060
Wombelano Wind Farm | Wind Projects Australia Project 1 Pty Ltd | VIC1 | Publicly Announced | Battery Storage | Lithium-ion | Battery storage | 10 | 2029-01-01 | 2060
Wongalea BESS | Eku Energy Projects (Australia) Pty Ltd as trustee for the Eku Energy Projects Australia Trust | NSW1 | Publicly Announced | Battery Storage | Lithium-ion | Battery storage | 348.48 | 2029-06-30 | 2049
Wonthaggi Wind Farm | Regional Wind Farms Pty Ltd | VIC1 | In Service | Wind | Onshore | Wind | 12 |  | 2040
Wooderson Solar Farm | Wooderson Solar Development Company Pty Ltd | QLD1 | Publicly Announced | Solar PV | Single Axis Tracking | Solar | 453.6 | 2030-12-31 | 2060
Woodland BESS | Risen Energy (Australia) Pty Ltd | NSW1 | Publicly Announced | Battery Storage | Lithium-ion | Battery storage | 250 | 2029-12-31 | 2060
Woodlawn Bioreactor Energy Generation | Veolia Environmental Services Aust P/L | NSW1 | In Service | Other | Other | Bioenergy | 7.49 |  | 2100
Woodlawn Wind Farm | Woodlawn Wind Pty Ltd | NSW1 | In Service | Wind | Onshore | Wind | 48.3 |  | 2041
Woolnorth Studland Bay / Bluff Point | Woolnorth Wind Farm Finance Pty Ltd | TAS1 | In Service | Wind | Onshore | Wind | 10.5 |  | 2050
Woolnorth Studland Bay / Bluff Point | Woolnorth Wind Farm Finance Pty Ltd | TAS1 | In Service | Wind | Onshore | Wind | 52.5 |  | 2050
Woolnorth Studland Bay / Bluff Point | Woolnorth Wind Farm Finance Pty Ltd | TAS1 | In Service | Wind | Onshore | Wind | 75 |  | 2050
Woolooga BESS | Woolooga BESS Fund Pty Limited as trustee for the Woolooga BESS Trust | QLD1 | Committed | Battery Storage | Lithium-ion | Battery storage | 280.96 | 2026-09-30 | 2051
Woolooga BESS - KCI | Elements Green Australia Pty Ltd | QLD1 | Publicly Announced | Battery Storage | Lithium-ion | Battery storage | 400
Woolooga Solar Farm | Woolooga Fund Pty Ltd | QLD1 | In Service | Solar PV | Single Axis Tracking | Solar | 222.5 |  | 2058
Woolsthorpe Wind Farm | Woolsthorpe Wind Farm Pty Ltd | VIC1 | Anticipated | Wind | Onshore | Wind | 72 | 2028-09-20 | 2063
Woonga Creek BESS | Lightsource BP | QLD1 | Publicly Announced | Battery Storage | Lithium-ion | Battery storage | 350 | 2029-07-02 | 2055
Wooreen Energy Storage System | EnergyAustralia Holdings Limited | VIC1 | Committed | Battery Storage | Lithium-ion | Battery storage | 350.56 | 2027-08-20 | 2047
Wooroora Station Wind Farm | ARK Energy Corporation Pty Ltd | QLD1 | Publicly Announced | Wind | Onshore | Wind | 322.4
Wunghnu Solar Farm | Wunghnu Solar Farm Pty Ltd | VIC1 | In Commissioning | Solar PV | Single Axis Tracking | Solar | 93.5 | 2025-03-15 | 2065
Wurdong BESS | Wurdong ProjectCo Pty Ltd | QLD1 | Publicly Announced | Battery Storage | Lithium-ion | Battery storage | 404.56 | 2029-06-29 | 2055
Wyaga Solar Farm and BESS | Energy Estate | QLD1 | Publicly Announced | Battery Storage | Lithium-ion | Battery storage | 500
Wyaga Solar Farm and BESS | Energy Estate | QLD1 | Publicly Announced | Solar PV | Fixed | Solar | 500
Wyalong Solar Farm | Wyalong Solar Farm Pty Ltd as the trustee for the Wyalong Solar Farm Unit Trust | NSW1 | In Service | Solar PV | Single Axis Tracking | Solar | 62.32 |  | 2057
Wyangala A | Hydro Power Pty Ltd | NSW1 | In Service | Hydro | Dam | Hydro | 20
Wyangala B | AGL | NSW1 | In Service | Hydro | Dam | Hydro | 4
X-Elio - Sixteen Mile SF BESS | The Trustee for X-ELIO SIXTEEN MILE TRUST | QLD1 | Publicly Announced | Solar PV | Single Axis Tracking | Solar | 350
Yabulu BESS | Yabulu BESS Pty Ltd | QLD1 | Anticipated | Battery Storage | Lithium-ion | Battery storage | 200 | 2027-11-26 | 2050
Yabulu Solar Farm | Tag Energy Australia Pty Ltd | QLD1 | Publicly Announced | Solar PV | Single Axis Tracking | Solar | 198 | 2029-12-28 | 2063
Yabulu South BESS | Yabulu South BESS Pty Ltd | QLD1 | Publicly Announced | Battery Storage | Lithium-ion | Battery storage | 200 | 2028-12-31 | 2046
Yadnarie Solar Farm | AGL Energy Limited | SA1 | Publicly Announced | Solar PV | Fixed | Solar | 192
Yallourn W | EnergyAustralia Yallourn Pty Ltd | VIC1 | Announced Withdrawal | Coal | Brown Coal | Coal | 350 |  | 2028
Yallourn W | EnergyAustralia Yallourn Pty Ltd | VIC1 | Announced Withdrawal | Coal | Brown Coal | Coal | 350 |  | 2028
Yallourn W | EnergyAustralia Yallourn Pty Ltd | VIC1 | Announced Withdrawal | Coal | Brown Coal | Coal | 375 |  | 2028
Yallourn W | EnergyAustralia Yallourn Pty Ltd | VIC1 | Announced Withdrawal | Coal | Brown Coal | Coal | 375 |  | 2028
Yaloak South Wind Farm | Pacific Hydro Yaloak South Pty Ltd | VIC1 | In Service | Wind | Onshore | Wind | 28.7 |  | 2047
Yambuk | Energy Pacific Vic Pty Ltd | VIC1 | In Service | Wind | Onshore | Wind | 30 |  | 2031
Yanco BESS | Acenergy Pty Ltd | NSW1 | Anticipated | Battery Storage | Lithium-ion | Battery storage | 318.56 | 2027-12-08 | 2048
Yanco Delta Wind Farm | Yanco Delta Wind Farm Pty Ltd | NSW1 | Publicly Announced | Wind | Onshore | Wind | 1497.6 | 2029-12-31 | 2058
Yarranlea Solar Farm | Yarranlea Solar Pty Ltd | QLD1 | In Service | Solar PV | Single Axis Tracking | Solar | 121 |  | 2044
Yarrawonga | AGL Hydro Partnership | VIC1 | In Service | Hydro | Dam | Hydro | 9.5 |  | 2037
Yarwun 1 | RTA Yarwun Pty Ltd | QLD1 | In Service | Gas Turbine | CCGT | Gas | 180 |  | 2050
Yatpool Solar Farm | Yatpool Sun Farm Pty Ltd | VIC1 | In Service | Solar PV | Single Axis Tracking | Solar | 44 |  | 2050
Yatpool Solar Farm | Yatpool Sun Farm Pty Ltd | VIC1 | In Service | Solar PV | Single Axis Tracking | Solar | 50 |  | 2050
Yawong Wind Farm | Yawong Wind Farm Pty Ltd | VIC1 | In Service | Wind | Onshore | Wind | 7.2 |  | 2048
Yelarbon Solar Farm and BESS | Elgin Energy | QLD1 | Publicly Announced | Battery Storage | Lithium-ion | Battery storage | 200 | 2028-07-01 | 2070
Yelarbon Solar Farm and BESS | Elgin Energy | QLD1 | Publicly Announced | Solar PV | Single Axis Tracking | Solar | 200 | 2028-07-01 | 2070
Yendon Wind Farm | Northleaf /InfraRed/Macquarie Capital | VIC1 | In Service | Wind | Onshore | Wind | 144.4 |  | 2049
Yoorndoo Ilga Solar - KCI | Yoorndoo Ilga Solar Pty Ltd | SA1 | Publicly Announced | Solar PV | Fixed | Solar | 250
Zero Moorabool BESS (Cordoba BESS) - KCI | Zero E Services Australia Pty Ltd | VIC1 | Publicly Announced | Battery Storage | Lithium-ion | Battery storage | 220

## NEM pipeline by region
Region | Battery storage | Bioenergy | Gas | Hydro | Other | Pumped storage | Solar | Wind
NSW1 | 65443 | 227 | 4315 | 0 | 740 | 9830 | 21256 | 39908
QLD1 | 52773 | 0 | 2408 | 0 | 6099 | 5654 | 26222 | 33390
SA1 | 15743 | 0 | 595 | 250 | 144 | 230 | 5191 | 3317
TAS1 | 1480 | 0 | 0 | 200 | 0 | 3750 | 1264 | 5964
VIC1 | 33928 | 0 | 2205 | 0 | 90 | 0 | 9470 | 38470

## NZ new build (GEM)
Year | Biogas | Demand side response | Geothermal | Hydro peaking | Hydro run of river | Natural gas fired OCGT peaker | Open cycle gas turbine | Solar | Wind
2024-01-01 |  |  | 203.4 |  |  |  |  | 307 | 176
2025-01-01 |  | 185 | [6 empty] | 100
2026-01-01 | [7 empty] | 150
2027-01-01 | [7 empty] | 180 | 126.5
2028-01-01 | [5 empty] | 15.1 |  |  | 195.5
2029-01-01 | [5 empty] | 25 |  |  | 349.7
2030-01-01 | 10 | [7 empty] | 255.1
2031-01-01 |  | 8.2 | 46 | 24.1 |  |  |  | 100 | 190.1
2032-01-01 |  | 30.2 |  | 10.9 |  | 23.9 |  | 100 | 170.2
2033-01-01 |  | 66.1 | 22 |  | 32.6 | 18 |  | 76 | 46.5
2034-01-01 |  | 68.1 | 41.3 |  | 35.9 |  |  | 69 | 127.2
2035-01-01 | 10 | 27.8 | 100.4 | [5 empty] | 68.7
2036-01-01 |  | 94.4 | 2.3 |  |  | 61.4 |  | 395.7 | 146.9
2037-01-01 |  |  | 160 | 46.4 | 188.5 | 197.9 |  | 95 | 312.2
2038-01-01 | [5 empty] | 142.8 |  | 615 | 242.2
2039-01-01 |  | 31 |  | 16.6 |  | 115.7 |  | 371.4 | 168.4
2040-01-01 |  | 0.5 | 100 |  | 37.6 | 61.3 |  |  | 93.5
2041-01-01 |  |  | 47.7 |  | 82.4 | 38.7 | 45.8 |  | 64.4
2042-01-01 |  |  | 2.3 |  | 52 |  | 87.8 |  | 154.7
2043-01-01 |  |  |  |  | 58 |  | 74 | 53 | 102.4
2044-01-01 |  |  |  |  | 48.4 |  | 61.9 | 65.3 | 206.8
2045-01-01 | [5 empty] | 87.8 |  | 255 | 66.3
2046-01-01 |  |  |  |  | 0.6 | 12.2 | 68.4 | 233 | 64.1
2047-01-01 |  |  | 32 |  | 20.6 |  | 22.1 |  | 32
2048-01-01 |  |  | 6.7 |  | 73.8 |  |  |  | 30.2
2049-01-01 |  |  |  |  | 65.2 |  |  |  | 23.5
2050-01-01 |  |  | 25 |  | 4.3 |  |  |  | 22.2

## NZ capacity
Year | Biogas | Coal | Demand side response | Diesel | Fuel oil | Geothermal | Hydro | Natural gas | Solar | Waste heat | Wind | Wood
1990-01-01 | 18.7 | 1210 |  | 220 | 490 | 269 | 4760.2 | 913.5 | 0 | 19 | 0 | 57
1991-01-01 | 22.1 | 1000 |  | 220 | 490 | 269 | 4760.2 | 913.5 | 0 | 19 | 0 | 57
1992-01-01 | 22.2 | 1000 |  | 220 | 250 | 269 | 5192.2 | 913.5 | 0 | 19 | 0 | 57
1993-01-01 | 22.2 | 1000 |  | 220 | 250 | 269 | 5192.2 | 913.5 | 0 | 19 | 0.2 | 57
1994-01-01 | 23.2 | 1000 |  | 220 | 250 | 273 | 5192.2 | 913.5 | 0 | 19 | 0.2 | 57
1995-01-01 | 24.6 | 1000 |  | 220 | 250 | 273 | 5192.2 | 913.5 | 0 | 19 | 0.2 | 63
1996-01-01 | 22 | 1000 |  | 220 | 0 | 256 | 5192.2 | 913.5 | 0 | 19 | 4.1 | 63
1997-01-01 | 22 | 1000 |  | 0.3 | 0 | 326 | 5192.2 | 820 | 0 | 19 | 4.1 | 63
1998-01-01 | 22 | 1000 |  | 0.3 | 0 | 336 | 5192.2 | 837 | 0 | 19 | 4.1 | 63
1999-01-01 | 17 | 1000 |  | 0.3 | 0 | 361 | 5199.2 | 1177 | 0 | 19 | 35.8 | 63
2000-01-01 | 17 | 1000 |  | 0.3 | 0 | 373 | 5202.2 | 1177 | 0 | 19 | 35.8 | 68.4
2001-01-01 | 17 | 1000 |  | 0.3 | 0 | 373 | 5202.2 | 1177 | 0 | 19 | 35.8 | 68.4
2002-01-01 | 26.1 | 1120.1 |  | 0.6 |  | 371.8 | 5364.8 | 1521.1 | 0 | 19.2 | 53.4 | 92.5
2003-01-01 | 33.5 | 1120.1 |  | 0.6 |  | 381.8 | 5365.2 | 1511.2 | 0 | 19.2 | 72.2 | 92.5
2004-01-01 | 34.4 | 1120.1 |  | 161.6 |  | 381.8 | 5366.3 | 1551.2 | 0 | 19.2 | 165.5 | 92.5
2005-01-01 | 34.4 | 1120.1 |  | 161.9 |  | 437.2 | 5366.7 | 1488.7 | 0 | 21.2 | 168 | 105.3
2006-01-01 | 35.9 | 1120.1 |  | 161.9 |  | 437.2 | 5366.5 | 1499.6 | 0 | 21.2 | 169 | 105.3
2007-01-01 | 37.7 | 1120.1 |  | 163.7 |  | 456.2 | 5367 | 1875.6 | 2.7 | 21.2 | 320 | 105.3
2008-01-01 | 39.7 | 1120.1 |  | 163.8 |  | 577.7 | 5389.6 | 1662.6 | 2.8 | 21.2 | 321.5 | 105.1
2009-01-01 | 42.7 | 1120.1 |  | 164.1 |  | 617.3 | 5337.6 | 1519.9 | 2.9 | 18.6 | 512.9 | 99.4
2010-01-01 | 43.4 | 1120.1 |  | 164.9 |  | 741.7 | 5332.2 | 1535.2 | 3.1 | 18.6 | 540.4 | 99.4
2011-01-01 | 45.3 | 1120.1 |  | 173.9 |  | 741.7 | 5407.2 | 1735.2 | 3.3 | 18.6 | 623.1 | 99.4
2012-01-01 | 45.3 | 870.1 |  | 182 |  | 767.7 | 5421.2 | 1835.2 | 3.9 | 18.6 | 623.1 | 99.4
2013-01-01 | 45.3 | 620.1 |  | 182 |  | 839.9 | 5435.2 | 1835.2 | 9.1 | 16.4 | 623.1 | 99.4
2014-01-01 | 49.2 | 620.1 |  | 182 |  | 965.9 | 5435.1 | 1837.2 | 23.5 | 16.4 | 682.5 | 99.4
2015-01-01 | 50.2 | 620.1 |  | 182 |  | 989.7 | 5435.1 | 1457.2 | 43.8 | 16.4 | 689 | 99.4
2016-01-01 | 46.6 | 620.1 |  | 181.9 |  | 984.9 | 5435.1 | 1287.2 | 63 | 16.4 | 690 | 99.4
2017-01-01 | 45.9 | 620.1 |  | 181.9 |  | 984.9 | 5435.1 | 1287.2 | 89.6 | 16.4 | 690 | 103.6
2018-01-01 | 45.9 | 620.1 |  | 184.9 |  | 1008.9 | 5435.1 | 1287.2 | 106.6 | 16.4 | 690 | 103.6
2019-01-01 | 45.9 | 620.1 |  | 184.9 |  | 1008.9 | 5443.1 | 1287.2 | 130.8 | 16.4 | 690 | 103.6
2020-01-01 | 45.9 | 620.1 |  | 192.9 |  | 1043 | 5442.5 | 1389.1 | 162.1 | 16.4 | 690 | 97.5
2021-01-01 | 45.9 | 620.1 |  | 192.9 |  | 1043 | 5442.5 | 1389.1 | 207.6 | 16.4 | 913 | 97.5
2022-01-01 | 45.9 | 370.1 |  | 192.9 |  | 1050.1 | 5679.7 | 1405.3 | 286.1 | 16.4 | 994.2 | 97.5
2023-01-01 | 45.9 | 370.1 |  | 194.3 |  | 1050.1 | 5679.7 | 1405.3 | 424 | 16.4 | 1037.2 | 97.5
2024-01-01 | 46.1 | 520 |  | 192.5 |  | 1307.3 | 5464.3 | 1477.6 | 862.5 | 16.4 | 1612.3 | 96.8
2025-01-01 | 46.2 | 519.9 | 185 | 192.5 |  | 1307.3 | 5465.8 | 1097.5 | 932.3 | 16.4 | 1718.4 | 96.1
2026-01-01 | 46.3 | 519.9 | 185 | 192.5 |  | 1307.3 | 5467.2 | 1097.4 | 1151.2 | 16.4 | 1724.5 | 95.4
2027-01-01 | 46.5 | 519.8 | 185 | 192.5 |  | 1307.3 | 5468.7 | 1097.3 | 1395.3 | 16.4 | 1857.2 | 94.7
2028-01-01 | 46.6 | 519.7 | 185 | 192.5 |  | 1307.3 | 5470.2 | 1112.3 | 1450.4 | 16.4 | 1968.2 | 94
2029-01-01 | 46.8 | 519.6 | 185 | 192.5 |  | 1307.3 | 5471.7 | 1086.4 | 1492.6 | 16.4 | 2324.4 | 93.3
2030-01-01 | 56.9 | 519.6 | 185 | 192.5 |  | 1307.3 | 5473.3 | 1086.3 | 1518.1 | 16.4 | 2586.1 | 92.6
2031-01-01 | 57 | 519.5 | 193.2 | 192.5 |  | 1236.3 | 5498.9 | 1086.2 | 1644.7 | 16.4 | 2782.8 | 91.9
2032-01-01 | 57.2 | 519.4 | 223.4 | 192.5 |  | 1236.3 | 5511.4 | 1110 | 1772.2 | 16.4 | 2817.1 | 91.2
2033-01-01 | 57.3 | 519.3 | 289.5 | 192.5 |  | 1258.3 | 5545.5 | 1128 | 1876.7 | 16.4 | 2870.5 | 90.6
2034-01-01 | 57.5 | 519.3 | 357.6 | 192.5 |  | 1299.6 | 5583 | 1127.9 | 1975.4 | 16.4 | 2940.3 | 89.9
2035-01-01 | 67.6 | 519.2 | 385.4 | 192.5 |  | 1400 | 5584.7 | 1127.8 | 2006.2 | 16.4 | 2980 | 89.2
2036-01-01 | 67.8 | 519.1 | 479.8 | 183.5 |  | 1402.3 | 5586.3 | 1189.2 | 2433.8 | 16.4 | 3134.2 | 88.6
2037-01-01 | 67.9 | 519 | 479.8 | 183.5 |  | 1562.3 | 5822.8 | 984 | 2561.9 | 16.4 | 3453.7 | 87.9
2038-01-01 | 68 | 519 | 479.8 | 183.5 |  | 1562.3 | 5824.5 | 1126.7 | 3211.2 | 16.4 | 3703.3 | 87.3
2039-01-01 | 68.2 | 518.9 | 510.9 | 183.5 |  | 1562.3 | 5842.7 | 1242.4 | 3618.2 | 16.4 | 3879.2 | 86.6
2040-01-01 | 68.4 | 518.8 | 511.4 | 183.5 |  | 1662.3 | 5882 | 1303.6 | 3655.3 | 16.4 | 3920.4 | 86
2041-01-01 | 68.5 | 518.8 | 511.4 | 183.5 |  | 1710 | 5966.1 | 1388 | 3693.7 | 16.4 | 3992.5 | 85.3
2042-01-01 | 68.7 | 518.7 | 511.4 | 183.5 |  | 1712.3 | 6019.8 | 1475.7 | 3733.6 | 16.4 | 4155.1 | 84.7
2043-01-01 | 68.8 | 518.6 | 511.4 | 183.5 |  | 1712.3 | 6079.6 | 1549.6 | 3828 | 16.4 | 4265.6 | 84.1
2044-01-01 | 69 | 518.6 | 511.4 | 183.5 |  | 1712.3 | 6129.8 | 1611.4 | 3936.3 | 16.4 | 4356 | 83.5
2045-01-01 | 69.1 | 518.5 | 511.4 | 183.5 |  | 1712.3 | 6131.6 | 1699.1 | 4235.9 | 16.4 | 4430.5 | 82.8
2046-01-01 | 69.3 | 518.4 | 511.4 | 183.5 |  | 1712.3 | 6133.9 | 1779.6 | 4515.2 | 16.4 | 4502.9 | 82.2
2047-01-01 | 69.5 | 518.4 | 511.4 | 183.5 |  | 1744.3 | 6156.3 | 1801.7 | 4563.3 | 16.4 | 4543.5 | 81.6
2048-01-01 | 69.6 | 518.3 | 511.4 | 183.5 |  | 1751 | 6232 | 1801.6 | 4613.2 | 16.4 | 4582.4 | 81
2049-01-01 | 69.8 | 518.2 | 511.4 | 183.5 |  | 1751 | 6299 | 1801.5 | 4665 | 16.4 | 4614.7 | 80.4
2050-01-01 | 70 | 518.2 | 511.4 | 183.5 |  | 1776 | 6305.2 | 1801.4 | 4718.8 | 16.4 | 4645.8 | 79.8

## NZ generation
Year | Biogas | Coal | Diesel | Fuel oil | Geothermal | Hydro | LPG | Natural gas | Solar | Waste heat | Wind | Wood
1990-01-01 | 130.8 | 620.5 | 1.3 | 7.9 | 2010.9 | 22953.4 |  | 5335.5 |  | 62.7 | 0 | 663.6
1991-01-01 | 151.5 | 450.7 | 0.7 | 22.8 | 2158 | 22665.5 |  | 6561.4 |  | 62.7 | 0 | 656.3
1992-01-01 | 155.6 | 1170.6 | 23.3 | 168.8 | 2131 | 20881.7 |  | 7005.5 |  | 62.7 | 0.7 | 629.2
1993-01-01 | 155.6 | 695.8 | 0 | 59 | 2247 | 23258 |  | 6542.6 |  | 62.7 | 1 | 654.6
1994-01-01 | 162.4 | 646.6 | 0 | 20 | 2101 | 25578.7 |  | 5117.1 |  | 62.7 | 1 | 657.6
1995-01-01 | 172.2 | 841.7 | 0 | 47.9 | 2038.9 | 27259.4 |  | 4489.5 |  | 62.7 | 1 | 662.2
1996-01-01 | 145.8 | 876.3 | -4 | 18.6 | 2038.4 | 25921.1 |  | 6182.6 |  | 63 | 8.2 | 619.6
1997-01-01 | 139.4 | 1534.7 | 0 | 0 | 2130.4 | 23025.6 |  | 8775.1 |  | 62.7 | 13.5 | 624.4
1998-01-01 | 136.7 | 1365.3 | 0 | 1 | 2385.5 | 25066.1 |  | 7074.2 |  | 62.7 | 21.8 | 620.3
1999-01-01 | 116.1 | 1678.2 | 0 | 0 | 2635.8 | 22690.3 |  | 8927.4 |  | 62.7 | 38.6 | 626.6
2000-01-01 | 102.8 | 1445.2 | 0 | 0 | 2756 | 24190.6 |  | 8828.7 |  | 62.7 | 119 | 695
2001-01-01 | 100.9 | 1979.6 | 0 | 0 | 2677.8 | 21464.4 |  | 11361.9 |  | 47.2 | 137.6 | 574.6
2002-01-01 | 130.9 | 1925.9 | 0 | 0 | 2654.7 | 24624.3 | 0 | 8723.1 | 0 | 93.1 | 153.9 | 413
2003-01-01 | 167.3 | 3700.6 | 0 | 19.1 | 2594.6 | 23386.6 | 0 | 8145 | 0 | 84.5 | 145.1 | 350.8
2004-01-01 | 185.9 | 4464.4 | 19.5 | 3.2 | 2631.1 | 26967.7 | 0 | 5851.5 | 0 | 83 | 357.9 | 408
2005-01-01 | 190.1 | 5471.1 | 3.4 | 0.2 | 2980.6 | 23094.3 | 0 | 7879 | 0 | 75.8 | 608.2 | 446.4
2006-01-01 | 218.1 | 5166.8 | 22.4 | 0.1 | 3177.3 | 23337.5 | 0 | 8377.8 | 0 | 71.3 | 616 | 472.6
2007-01-01 | 210.5 | 2953.9 | 1.1 | 0.2 | 3353.7 | 23404.1 | 0 | 10228.5 | 3.4 | 52.9 | 920.6 | 481.3
2008-01-01 | 202.6 | 4515.5 | 123.8 | 0 | 3966.1 | 22123.9 | 0 | 8936.7 | 3.4 | 56.1 | 1047.9 | 479.6
2009-01-01 | 215 | 3081.7 | 7.5 | 1.5 | 4589.3 | 23975.3 | 0 | 7847.6 | 3.6 | 53.3 | 1461.7 | 499.1
2010-01-01 | 217.5 | 1928.9 | 1.9 | 0.1 | 5558.6 | 24479.2 | 0.1 | 9017.5 | 3.8 | 57.2 | 1619.9 | 502.2
2011-01-01 | 218.2 | 2027.9 | 1.3 | 0.4 | 5884.1 | 24859.6 | 0.4 | 7804.3 | 4.1 | 46.3 | 1936.5 | 488.2
2012-01-01 | 211 | 3317.5 | 3.4 | 0 | 6083.6 | 22667.7 | 0 | 8236.4 | 4.8 | 35.3 | 2057.2 | 532.8
2013-01-01 | 202.7 | 2237.2 | 3.4 | 0 | 6448.7 | 22798.8 | 0 | 8069.1 | 6.6 | 44.2 | 2000.5 | 547.9
2014-01-01 | 227.8 | 1831.3 | 3.1 | 0 | 7195.1 | 24074.9 | 0 | 6546.6 | 18.6 | 47.4 | 2188.8 | 522.1
2015-01-01 | 244 | 1753 | 1.4 | 0 | 7748.6 | 24284.6 | 0 | 6361.1 | 36.4 | 49 | 2340.5 | 518.8
2016-01-01 | 264.7 | 979.5 | 3.1 | 0 | 7737.9 | 25675.7 | 0 | 5337.8 | 56.1 | 51 | 2317.4 | 496.1
2017-01-01 | 264.3 | 1133.1 | 5.5 | 0 | 7779.1 | 24924.1 | 0 | 6527 | 76.3 | 46.5 | 2070.1 | 485.1
2018-01-01 | 261.5 | 1479.4 | 10.9 | 0 | 7729.3 | 25992 | 0 | 5286.9 | 99.6 | 49.3 | 2047.3 | 462.8
2019-01-01 | 267 | 2118.1 | 3.9 | 0 | 7793.4 | 25342.7 | 0 | 5413 | 126.5 | 45.4 | 2233.1 | 472.4
2020-01-01 | 271.4 | 2158.9 | 13 | 0 | 7833.6 | 24023.9 | 0 | 5933.5 | 159.4 | 39.6 | 2282.2 | 459.6
2021-01-01 | 265.4 | 3020.2 | 25.7 | 0 | 7968.3 | 23992.4 | 0 | 4650.7 | 210 | 43.1 | 2616.3 | 483.2
2022-01-01 | 265.5 | 1253.9 | 6.8 | 0 | 8032.7 | 26013.4 | 0 | 4310.5 | 285.1 | 39.7 | 2836.9 | 438.8
2023-01-01 | 275.1 | 1032 | 4.5 | 0 | 7758.1 | 26309.7 | 0 | 4090.7 | 376.8 | 32.7 | 3196.2 | 408.2
2024-01-01 | 275.7 | 1123.3 | 3.4 |  | 10356.7 | 22885 |  | 4954.4 | 822.9 | 32.7 | 2968.9 | 405.1
2025-01-01 | 276.3 | 1123.4 | 3.4 |  | 10356.7 | 24056.7 |  | 3097.5 | 1130.8 | 32.7 | 4328.4 | 402.1
2026-01-01 | 276.9 | 1123.4 | 3.4 |  | 10356.7 | 24103.7 |  | 3245.4 | 1500.9 | 32.7 | 4648 | 399.2
2027-01-01 | 277.5 | 1123.4 | 3.4 |  | 10356.7 | 24126.3 |  | 3429.3 | 1960.6 | 32.7 | 5365.9 | 396.2
2028-01-01 | 278.2 | 1123.5 | 3.4 |  | 10356.7 | 24098.1 |  | 3318.8 | 2023.8 | 32.7 | 6090.5 | 393.3
2029-01-01 | 278.8 | 1123.5 | 3.4 |  | 10356.7 | 24139.6 |  | 3110.7 | 2084.7 | 32.7 | 7427.7 | 390.4
2030-01-01 | 296.8 | 870.9 | 3.4 |  | 10356.7 | 24143.4 |  | 3125.2 | 2115.6 | 32.7 | 8369.8 | 387.5
2031-01-01 | 301.3 | 903.6 | 3.4 |  | 9586.7 | 24267.8 |  | 3166.7 | 2402.6 | 32.7 | 9558.8 | 384.6
2032-01-01 | 305.4 | 959.8 | 3.4 |  | 9626.2 | 24326.8 |  | 3248.3 | 2646.1 | 32.7 | 9946.1 | 381.8
2033-01-01 | 308.8 | 980.8 | 3.4 |  | 9765.6 | 24562.2 |  | 3274.5 | 2844.2 | 32.7 | 10202.1 | 379
2034-01-01 | 306.6 | 994.7 | 3.4 |  | 9963.3 | 24820.9 |  | 3267.9 | 3001.7 | 32.7 | 10537.4 | 376.2
2035-01-01 | 331.7 | 1021.8 | 3.4 |  | 10460.8 | 24827.9 |  | 3267 | 3040.8 | 32.7 | 11012.4 | 373.4
2036-01-01 | 334.2 | 1044.1 | 3.4 |  | 10470 | 24835 |  | 3276.6 | 3874.4 | 32.7 | 11262.9 | 370.6
2037-01-01 | 340.2 | 1092.6 | 3.4 |  | 11666.5 | 26282.9 |  | 1095.6 | 4097.3 | 32.7 | 11701.1 | 367.9
2038-01-01 | 340.9 | 1197.6 | 3.4 |  | 11589.3 | 26290.2 |  | 892.2 | 5219.3 | 32.7 | 11949.7 | 365.2
2039-01-01 | 350.5 | 1204.3 | 3.4 |  | 11696.5 | 26376.6 |  | 923.4 | 5917.2 | 32.7 | 12207.8 | 362.5
2040-01-01 | 342 | 1205.1 | 3.4 |  | 12410.7 | 26563.3 |  | 923.9 | 5964.3 | 32.7 | 12453.5 | 359.8
2041-01-01 | 342.3 | 1205.1 | 3.4 |  | 12812.3 | 26964.4 |  | 926.3 | 6013.1 | 32.7 | 12677.5 | 357.1
2042-01-01 | 370.1 | 1250.8 | 3.4 |  | 13148.1 | 27220.3 |  | 944.9 | 6063.8 | 32.7 | 12871.4 | 354.5
2043-01-01 | 370.9 | 1314.6 | 3.4 |  | 13270 | 27505.1 |  | 969.9 | 6212.2 | 32.7 | 13042.8 | 351.9
2044-01-01 | 371.6 | 1355.4 | 3.4 |  | 13347.7 | 27744.1 |  | 987.8 | 6377.9 | 32.7 | 13188.4 | 349.3
2045-01-01 | 372.2 | 1358 | 3.4 |  | 13347.4 | 27751.9 |  | 1007.7 | 6846.7 | 32.7 | 13323.5 | 346.7
2046-01-01 | 372.9 | 1360.9 | 3.4 |  | 13346.7 | 27762.4 |  | 1026.5 | 7276.1 | 32.7 | 13449.9 | 344.1
2047-01-01 | 373.7 | 1360.6 | 3.4 |  | 13624.1 | 27849 |  | 1050.8 | 7337.2 | 32.7 | 13567.7 | 341.6
2048-01-01 | 374.1 | 1360.6 | 3.4 |  | 13679.8 | 28138.8 |  | 1070.2 | 7400.6 | 32.7 | 13681 | 339
2049-01-01 | 374.7 | 1361.7 | 3.4 |  | 13679.7 | 28395.6 |  | 1072.9 | 7466.4 | 32.7 | 13772.9 | 336.5
2050-01-01 | 375.5 | 1362.6 | 3.4 |  | 13887.8 | 28420.2 |  | 1091.8 | 7534.7 | 32.7 | 13859.5 | 334