## Units
Notes
Europe FUTURE gas infrastructure (EUROPE_GAS_INFRA.py). Shared row schema on 'Projects'; one row per dated change.
Units
Gas assets: capacity_value + capacity_unit as published (bcm(N)/y, GWh/d, TWh working gas); capacity_bcfd = Bcf/d. bcm/y x 35.3147 / 365.25; GWh/d / 11.2 GWh per mcm x 0.0353147; GIE map bcm are normal m3 and are not corrected to standard m3. capacity_mw is blank (gas assets).
asset_type: regas_terminal ¦ gas_pipeline ¦ gas_storage ¦ gas_field (NEW: upstream supply addition, e.g. Neptun Deep, Norwegian fields; capacity_value is a plateau rate when published, else blank).
Negative capacity_value = capacity REMOVED (ended FSRU, closed storage, gas capacity lost to hydrogen repurposing at an interconnection point).
status: GIE map column (operating / under construction / planned / suspended); TYNDP maturity FID -> FID, Advanced -> PLANNED, Less-Advanced -> TARGET; COMMISSIONED_RECENT also marks closures after 1 Jan 2025.
Monthly totals ('Regas monthly', 'Regas capacity')
Ceiling per terminal = ALSI declared total reference send-out (dtrs) where published, else the GIE map nominal capacity. A year without a month counts from January of that year; 'committed' = operating + under construction + FID, 'incl. planned' adds dated PLANNED / PERMITTED rows; undated rows, TARGET, SUSPENDED and CANCELLED are not counted. A start counts in its month, an end is removed in its month. Capacity before the current ceiling was reached is rebuilt only for the dated recent steps (Krk Nov 2025, Alexandroupolis Oct 2025).
ALSI send-out history in the chart is the sum of the EU countries' monthly mean of daily ALSI send-out (GWh/d -> Bcf/d); GB stopped reporting to ALSI on 31 Dec 2020, Turkey never did.
Checks
'Doc checks': each curated fact needs its checked wording found in the freshly opened document; otherwise it is not written (and 'Tried' says so). 'Releases': Last-Modified / ETag / length / sha256 of the heavy files (GIE map PDFs, TYNDP workbook); they are re-read only when that signature changes. The TYNDP 2024 edition is July 2024: dates may be stale, newer operator documents are listed separately.

## Chart - Pipelines
Date | commissioned | FID | planned | removed (incl. H2 repurposing)
2025-01-01 | 0 | 0.4181 | 5.3861 | -0.26801
2026-01-01 | 0.11602 | 1.1367 | 12.7019 | -1.8465
2027-01-01 | 0 | 3.645 | 7.342 | 0
2028-01-01 | 0 | 0.078827 | 0.74583 | -1.7727
2029-01-01 | 0 | 0 | 5.3571 | -12.7546

## Chart - Storage
Country | operational | under construction | planned | mothballed
Ukraine | 321.4 | 0 | 0 | 0
Germany | 248.2 | 0 | 0 | 0
Italy | 203.4 | 8.2 | 46.7 | 0
Netherlands | 143.8 | 0 | 0 | 0
France | 124.1 | 0 | 3 | 1.1
Türkiye | 72.5 | 0 | 100 | 0
Hungary | 68 | 0 | 0 | 0
Czechia | 46.8 | 0 | 0 | 0
Spain | 35.9 | 0 | 0 | 0
Slovakia | 34.6 | 0 | 3.6 | 0
Romania | 33.9 | 1 | 9.1 | 0
Latvia | 24.9 | 0 | 0 | 0
Denmark | 8.6 | 0 | 0 | 0
Belgium | 7.6 | 0 | 0 | 0
Bulgaria | 7 | 3.8 | 0 | 0
Croatia | 4.8 | 0 | 0 | 0
Portugal | 3.8 | 0 | 0.6 | 0
Sweden | 0.1 | 0 | 0 | 0
Austria | 0 | 0 | 0 | 0
Greece | 0 | 0 | 6.1 | 0
Poland | 0 | 0 | 0 | 0
Serbia | 0 | 0 | 0 | 0
Source: GIE Storage Map. Planned and under construction are new facilities only, no dates on the map.

## Chart - Regas by group
Date | EU27 | United Kingdom | Turkey
2025-01-01 | 24.6009 | 2.6202 | 4.9524
2025-02-01 | 24.6009 | 2.6202 | 4.9524
2025-03-01 | 24.9777 | 2.6202 | 4.9524
2025-04-01 | 24.9777 | 2.6202 | 4.9524
2025-05-01 | 24.9777 | 2.6202 | 4.9524
2025-06-01 | 25.4403 | 2.6202 | 4.9524
2025-07-01 | 25.4403 | 2.6202 | 4.9524
2025-08-01 | 25.8947 | 2.6202 | 4.9524
2025-09-01 | 25.8947 | 2.6202 | 4.9524
2025-10-01 | 26.0378 | 2.6202 | 4.9524
2025-11-01 | 26.2505 | 2.6202 | 4.9524
2025-12-01 | 26.2505 | 2.6202 | 4.9524
2026-01-01 | 26.6372 | 2.6202 | 4.9524
2026-02-01 | 26.6372 | 2.6202 | 4.9524
2026-03-01 | 26.6372 | 2.6202 | 4.9524
2026-04-01 | 26.6372 | 2.6202 | 4.9524
2026-05-01 | 26.6372 | 2.6202 | 4.9524
2026-06-01 | 26.6372 | 2.6202 | 4.9524
2026-07-01 | 26.6372 | 2.6202 | 4.9524
2026-08-01 | 26.6372 | 2.6202 | 4.9524
2026-09-01 | 26.6372 | 2.6202 | 4.9524
2026-10-01 | 26.6372 | 2.6202 | 4.9524
2026-11-01 | 27.0916 | 2.6202 | 4.9524
2026-12-01 | 27.0916 | 2.6202 | 4.9524
2027-01-01 | 28.0585 | 2.6202 | 4.9524
2027-02-01 | 28.0585 | 2.6202 | 4.9524
2027-03-01 | 28.0585 | 2.6202 | 4.9524
2027-04-01 | 28.0585 | 2.6202 | 4.9524
2027-05-01 | 28.0585 | 2.6202 | 4.9524
2027-06-01 | 28.0585 | 2.6202 | 4.9524
2027-07-01 | 28.0585 | 2.6202 | 4.9524
2027-08-01 | 28.0585 | 2.6202 | 4.9524
2027-09-01 | 28.832 | 2.6202 | 4.9524
2027-10-01 | 28.832 | 2.6202 | 4.9524
2027-11-01 | 28.832 | 2.6202 | 4.9524
2027-12-01 | 28.832 | 2.6202 | 4.9524
2028-01-01 | 29.4218 | 2.6202 | 4.9524
2028-02-01 | 29.4218 | 2.6202 | 4.9524
2028-03-01 | 29.4218 | 2.6202 | 4.9524
2028-04-01 | 29.4218 | 2.6202 | 4.9524
2028-05-01 | 29.4218 | 2.6202 | 4.9524
2028-06-01 | 29.4218 | 2.6202 | 4.9524
2028-07-01 | 29.4218 | 2.6202 | 4.9524
2028-08-01 | 29.4218 | 2.6202 | 4.9524
2028-09-01 | 29.4218 | 2.6202 | 4.9524
2028-10-01 | 29.4218 | 2.6202 | 4.9524
2028-11-01 | 29.4218 | 2.6202 | 4.9524
2028-12-01 | 29.4218 | 2.6202 | 4.9524
2029-01-01 | 30.7077 | 2.6202 | 4.9524
2029-02-01 | 30.7077 | 2.6202 | 4.9524
2029-03-01 | 30.7077 | 2.6202 | 4.9524
2029-04-01 | 30.7077 | 2.6202 | 4.9524
2029-05-01 | 30.7077 | 2.6202 | 4.9524
2029-06-01 | 30.7077 | 2.6202 | 4.9524
2029-07-01 | 30.7077 | 2.6202 | 4.9524
2029-08-01 | 30.7077 | 2.6202 | 4.9524
2029-09-01 | 30.7077 | 2.6202 | 4.9524
2029-10-01 | 30.7077 | 2.6202 | 4.9524
2029-11-01 | 30.7077 | 2.6202 | 4.9524
2029-12-01 | 30.7077 | 2.6202 | 4.9524
2030-01-01 | 30.7077 | 2.6202 | 4.9524
2030-02-01 | 30.7077 | 2.6202 | 4.9524
2030-03-01 | 30.7077 | 2.6202 | 4.9524
2030-04-01 | 30.7077 | 2.6202 | 4.9524
2030-05-01 | 30.7077 | 2.6202 | 4.9524
2030-06-01 | 30.7077 | 2.6202 | 4.9524
2030-07-01 | 30.7077 | 2.6202 | 4.9524
2030-08-01 | 30.7077 | 2.6202 | 4.9524
2030-09-01 | 30.7077 | 2.6202 | 4.9524
2030-10-01 | 30.7077 | 2.6202 | 4.9524
2030-11-01 | 30.7077 | 2.6202 | 4.9524
2030-12-01 | 30.7077 | 2.6202 | 4.9524

## Chart - Regas capacity
Date | EU27 capacity: operating + under construction / FID | EU27 capacity incl. dated planned | EU27 ALSI send-out (monthly mean)
2025-01-01 | 24.6009 | 24.6009 | 11.0069
2025-02-01 | 24.6009 | 24.6009 | 12.6188
2025-03-01 | 24.9777 | 24.9777 | 13.3467
2025-04-01 | 24.9777 | 24.9777 | 13.7228
2025-05-01 | 24.9777 | 24.9777 | 13.5268
2025-06-01 | 25.4403 | 25.4403 | 13.3907
2025-07-01 | 25.4403 | 25.4403 | 11.9418
2025-08-01 | 25.8947 | 25.8947 | 10.1539
2025-09-01 | 25.8947 | 25.8947 | 12.3192
2025-10-01 | 26.0378 | 26.0378 | 13.2965
2025-11-01 | 26.2505 | 26.2505 | 13.5968
2025-12-01 | 26.2505 | 26.2505 | 13.3802
2026-01-01 | 26.6372 | 26.6372 | 13.4369
2026-02-01 | 26.6372 | 26.6372 | 13.8429
2026-03-01 | 26.6372 | 26.6372 | 14.2859
2026-04-01 | 26.6372 | 26.6372 | 13.7186
2026-05-01 | 26.6372 | 26.6372 | 12.2619
2026-06-01 | 26.6372 | 26.6372 | 11.0308
2026-07-01 | 26.6372 | 26.6372 | 8.8795
2026-08-01 | 26.6372 | 26.6372 | 9.6983
2026-09-01 | 26.6372 | 26.6372 | 11.5501
2026-10-01 | 26.6372 | 26.6372
2026-11-01 | 27.0916 | 27.0916
2026-12-01 | 27.0916 | 27.0916
2027-01-01 | 28.0585 | 28.745
2027-02-01 | 28.0585 | 28.745
2027-03-01 | 28.0585 | 28.745
2027-04-01 | 28.0585 | 28.745
2027-05-01 | 28.0585 | 28.745
2027-06-01 | 28.0585 | 28.745
2027-07-01 | 28.0585 | 28.745
2027-08-01 | 28.0585 | 28.745
2027-09-01 | 28.832 | 29.5185
2027-10-01 | 28.832 | 29.5185
2027-11-01 | 28.832 | 29.5185
2027-12-01 | 28.832 | 29.5185
2028-01-01 | 29.4218 | 31.6378
2028-02-01 | 29.4218 | 31.6378
2028-03-01 | 29.4218 | 31.6378
2028-04-01 | 29.4218 | 31.6378
2028-05-01 | 29.4218 | 31.6378
2028-06-01 | 29.4218 | 31.6378
2028-07-01 | 29.4218 | 31.6378
2028-08-01 | 29.4218 | 31.6378
2028-09-01 | 29.4218 | 31.6378
2028-10-01 | 29.4218 | 31.6378
2028-11-01 | 29.4218 | 31.6378
2028-12-01 | 29.4218 | 31.6378
2029-01-01 | 30.7077 | 32.9237
2029-02-01 | 30.7077 | 32.9237
2029-03-01 | 30.7077 | 32.9237
2029-04-01 | 30.7077 | 32.9237
2029-05-01 | 30.7077 | 32.9237
2029-06-01 | 30.7077 | 32.9237
2029-07-01 | 30.7077 | 32.9237
2029-08-01 | 30.7077 | 32.9237
2029-09-01 | 30.7077 | 32.9237
2029-10-01 | 30.7077 | 32.9237
2029-11-01 | 30.7077 | 32.9237
2029-12-01 | 30.7077 | 32.9237
2030-01-01 | 30.7077 | 33.3104
2030-02-01 | 30.7077 | 33.3104
2030-03-01 | 30.7077 | 33.3104
2030-04-01 | 30.7077 | 33.3104
2030-05-01 | 30.7077 | 33.3104
2030-06-01 | 30.7077 | 33.3104
2030-07-01 | 30.7077 | 33.3104
2030-08-01 | 30.7077 | 33.3104
2030-09-01 | 30.7077 | 33.3104
2030-10-01 | 30.7077 | 33.3104
2030-11-01 | 30.7077 | 33.3104
2030-12-01 | 30.7077 | 33.3104

## Projects
region | country | asset_type | project | operator | fuel_or_type | capacity_value | capacity_unit | capacity_mw | capacity_bcfd | status | expected_online | online_date_basis | first_seen | last_seen | source_publisher | source_document | source_url | as_of_date | evidence | notes
Europe | Romania | regas_terminal | Black Sea LNG (FSRU) - new terminal |  | FSRU | 5 | bcm(N)/y |  | 0.48343 | PLANNED | 2028 | SOURCED_YEAR | 2026-10-12 | 2026-10-12 | Gas LNG Europe / GIE | GIE LNG Map (August 2026) | https://www.gie.eu/publications/maps/gie-lng-map/ | August 2026 | SOURCED | Nominal annual capacity as printed on the map (normal m3); map column 'PLANNED'. bcm->Bcf/d x35.3147/365.25 (DERIVED, normal m3 not corrected).
Europe | Poland | regas_terminal | Gdańsk (FSRU) - new terminal |  | FSRU | 4.5 | bcm(N)/y |  | 0.43509 | PLANNED | 2030 | SOURCED_YEAR | 2026-10-12 | 2026-10-12 | Gas LNG Europe / GIE | GIE LNG Map (August 2026) | https://www.gie.eu/publications/maps/gie-lng-map/ | August 2026 | SOURCED | Nominal annual capacity as printed on the map (normal m3); map column 'PLANNED'. bcm->Bcf/d x35.3147/365.25 (DERIVED, normal m3 not corrected).
Europe | Greece | regas_terminal | Thrace LNG (FSRU) - new terminal |  | FSRU | 6 | bcm(N)/y |  | 0.58012 | PLANNED | 2028 | SOURCED_YEAR | 2026-10-12 | 2026-10-12 | Gas LNG Europe / GIE | GIE LNG Map (August 2026) | https://www.gie.eu/publications/maps/gie-lng-map/ | August 2026 | SOURCED | Nominal annual capacity as printed on the map (normal m3); map column 'PLANNED'. bcm->Bcf/d x35.3147/365.25 (DERIVED, normal m3 not corrected).
Europe | Greece | regas_terminal | Thessaloniki (FSRU) - new terminal |  | FSRU | 4.82 | bcm(N)/y |  | 0.46603 | PLANNED | 2028 | SOURCED_YEAR | 2026-10-12 | 2026-10-12 | Gas LNG Europe / GIE | GIE LNG Map (August 2026) | https://www.gie.eu/publications/maps/gie-lng-map/ | August 2026 | SOURCED | Nominal annual capacity as printed on the map (normal m3); map column 'PLANNED'. bcm->Bcf/d x35.3147/365.25 (DERIVED, normal m3 not corrected).
Europe | Greece | regas_terminal | Argo (FSRU) - new terminal |  | FSRU | 4.6 | bcm(N)/y |  | 0.44476 | PLANNED | 2027 | SOURCED_YEAR | 2026-10-12 | 2026-10-12 | Gas LNG Europe / GIE | GIE LNG Map (August 2026) | https://www.gie.eu/publications/maps/gie-lng-map/ | August 2026 | SOURCED | Nominal annual capacity as printed on the map (normal m3); map column 'PLANNED'. bcm->Bcf/d x35.3147/365.25 (DERIVED, normal m3 not corrected).
Europe | Germany | regas_terminal | Wilhelmshaven (onshore) - new terminal |  | onshore | 15 | bcm(N)/y |  | 1.4503 | PLANNED | 2030 | SOURCED_YEAR | 2026-10-12 | 2026-10-12 | Gas LNG Europe / GIE | GIE LNG Map (August 2026) | https://www.gie.eu/publications/maps/gie-lng-map/ | August 2026 | SOURCED | Nominal annual capacity as printed on the map (normal m3); map column 'PLANNED'. bcm->Bcf/d x35.3147/365.25 (DERIVED, normal m3 not corrected).
Europe | Greece | regas_terminal | Dioriga Gas (FSRU) - new terminal |  | FSRU | 2.5 | bcm(N)/y |  | 0.24172 | PLANNED | 2027 | SOURCED_YEAR | 2026-10-12 | 2026-10-12 | Gas LNG Europe / GIE | GIE LNG Map (August 2026) | https://www.gie.eu/publications/maps/gie-lng-map/ | August 2026 | SOURCED | Nominal annual capacity as printed on the map (normal m3); map column 'PLANNED'. bcm->Bcf/d x35.3147/365.25 (DERIVED, normal m3 not corrected).
Europe | Estonia | regas_terminal | Tallinn (Muuga) (onshore) - new terminal |  | onshore | 4 | bcm(N)/y |  | 0.38675 | PLANNED | 2030 | SOURCED_YEAR | 2026-10-12 | 2026-10-12 | Gas LNG Europe / GIE | GIE LNG Map (August 2026) | https://www.gie.eu/publications/maps/gie-lng-map/ | August 2026 | SOURCED | Nominal annual capacity as printed on the map (normal m3); map column 'PLANNED'. bcm->Bcf/d x35.3147/365.25 (DERIVED, normal m3 not corrected).
Europe | Germany | regas_terminal | Stade (onshore) - new terminal |  | onshore | 13.3 | bcm(N)/y |  | 1.2859 | UNDER_CONSTRUCTION | 2029 | SOURCED_YEAR | 2026-10-12 | 2026-10-12 | Gas LNG Europe / GIE | GIE LNG Map (August 2026) | https://www.gie.eu/publications/maps/gie-lng-map/ | August 2026 | SOURCED | Nominal annual capacity as printed on the map (normal m3); map column 'UNDER_CONSTRUCTION'. bcm->Bcf/d x35.3147/365.25 (DERIVED, normal m3 not corrected).
Europe | Germany | regas_terminal | Brunsbüttel (onshore) - new terminal |  | onshore | 10 | bcm(N)/y |  | 0.96686 | UNDER_CONSTRUCTION | 2027 | SOURCED_YEAR | 2026-10-12 | 2026-10-12 | Gas LNG Europe / GIE | GIE LNG Map (August 2026) | https://www.gie.eu/publications/maps/gie-lng-map/ | August 2026 | SOURCED | Nominal annual capacity as printed on the map (normal m3); map column 'UNDER_CONSTRUCTION'. bcm->Bcf/d x35.3147/365.25 (DERIVED, normal m3 not corrected).
Europe | Germany | regas_terminal | Wilhelmshaven 2 (FSRU) - started | Deutsche Energy Terminal | FSRU | 144.1 | GWh/d (ALSI dtrs) |  | 0.45436 | COMMISSIONED_RECENT | 2025-08 | SOURCED_MONTH | 2026-10-12 | 2026-10-12 | GIE ALSI | ALSI facility start date and declared total reference send-out | https://alsi.gie.eu/api/about | 2026-10-12 | SOURCED | Start date from the ALSI facility list; capacity = current dtrs.
Europe | Italy | regas_terminal | Ravenna (FSRU) - started | SNAM LNG | FSRU | 146.7 | GWh/d (ALSI dtrs) |  | 0.46256 | COMMISSIONED_RECENT | 2025-06 | SOURCED_MONTH | 2026-10-12 | 2026-10-12 | GIE ALSI | ALSI facility start date and declared total reference send-out | https://alsi.gie.eu/api/about | 2026-10-12 | SOURCED | Start date from the ALSI facility list; capacity = current dtrs.
Europe | Germany | regas_terminal | Stade LNG Terminal 1 (FSRU Energos Force) - first LNG cargo | Deutsche Energy Terminal | FSRU | 3.2 | bcm/y (2027 expected feed-in) |  | 0.3094 | UNDER_CONSTRUCTION | 2026-11 | SOURCED_MONTH | 2026-10-12 | 2026-10-12 | Deutsche Energy Terminal | Construction diary Stade | https://energy-terminal.de/en/construction-diary-stade | 2026-10-12 | SOURCED | DET: Energos Force docked 15 Sep 2026; first LNG tanker expected in November 2026; up to 3.2 bcm feed-in expected for 2027; feed-in capacity 1.7 bcm to end-2026 (Stade page). GIE map nominal 4.7 bcm(N)/y.
Europe | Poland | regas_terminal | Gdansk FSRU Terminal (FSRU Solidarity) | GAZ-SYSTEM | FSRU | 6.1 | bcm/y |  | 0.58979 | UNDER_CONSTRUCTION | 2028 | SOURCED_YEAR | 2026-10-12 | 2026-10-12 | GAZ-SYSTEM | Press release 11 Aug 2026 (Gdansk FSRU) | https://www.gaz-system.pl/en/for-media/press-releases/2026/august/11-08-2026-the-offshore-pipeline-microtunnel-for-the-fsru-has-reached-its-target-length.html | 2026-10-12 | SOURCED | Commercial regasification 'scheduled to commence in early 2028' (Aug 2026); design capacity 6.1 bcm/y (Dec 2025 release). GIE map still shows 2027.
Europe | Netherlands | regas_terminal | EemsEnergyTerminal: two FSRU charters end Sep 2027, extension to 2036 (conditional FID) | Gasunie / Vopak | FSRU | 8 | bcm/y |  | 0.77349 | FID | 2027-09 | SOURCED_MONTH | 2026-10-12 | 2026-10-12 | Gasunie | Gasunie update 2-2026: EemsEnergyTerminal | https://www.gasunie.nl/en/newsletter/gasunie-update-2-2026/seven-questions-about-lng-and-the-continued-use-of-eemsenergyterminal | 2026-10-12 | SOURCED | REMOVAL RISK that has been mitigated: original contracts run to the end of Sep 2027; conditional investment decision (June 2026) keeps the terminal in operation until 2036 (contracts 2028-2036 signed for most of 8 bcm/y, about 2.4 bcm/y still open). Capacity kept in the monthly totals.
Europe | Croatia | regas_terminal | Krk LNG (FSRU LNG Croatia): regasification module added | LNG Hrvatska | FSRU | 2.2 | bcm/y (from 3.9 to 6.1) |  | 0.21271 | COMMISSIONED_RECENT | 2025-11 | SOURCED_MONTH | 2026-10-12 | 2026-10-12 | LNG Hrvatska | 5 years of operation (1 Jan 2026) | https://lng.hr/en/2026/01/01/5-years-of-operation-of-the-lng-terminal-croatia/ | 2026-01-01 | DERIVED | Operator: maximum capacity increased from 3.9 to 6.1 bcm/y after the FSRU returned from the yard (commissioning completed 7 Nov 2025 per the operator's news page). Increment = 6.1 - 3.9 (DERIVED). The GIE map (Aug 2026) still prints 3.5 bcm(N) + 2.6 by 2029.
Europe | Italy | regas_terminal | Piombino FSRU (Italis LNG): shutdown / relocation window | Snam | FSRU | 5 | bcm/y |  | 0.48343 | PLANNED | 2026-10 | SOURCED_MONTH | 2026-10-12 | 2026-10-12 | Snam | Piombino regasification code: description of the terminal | https://www.snam.it/content/dam/snam/pages-attachments/it/i-nostri-business/rigassificazione/documents/codice-tariffe-area-comitato/codice-di-rigassificazione-fsru-italia/eng-regas-code-piombino/02_DES~1.PDF | 2025-06-11 | SOURCED | REMOVAL RISK: Snam's regasification code says shutdown, relocation and recommissioning (to Vado Ligure) last at most twelve months from 1 Oct 2026 or the 36th month after start-up, whichever is earlier. Relocation authorisation was unresolved in 2025 (ARERA resolution 88/2025 called the move inefficient); the GIE map (Aug 2026) still lists Piombino as operating, so it stays in the monthly totals. Ravenna FSRU BW Singapore (5 bcm/y) started June 2025.
Europe | Greece | regas_terminal | Alexandroupolis FSRU: maximum regasification capacity raised | Gastrade | FSRU | 136.2 | GWh/d (up from 90.8 on 12 Sep 2025) |  | 0.42945 | COMMISSIONED_RECENT | 2025-10 | SOURCED_MONTH | 2026-10-12 | 2026-10-12 | Gastrade | Announcement 21 Oct 2025 | https://www.gastrade.gr/further-increase-in-maximum-regasification-capacity/ | 2025-10-21 | SOURCED | Operator announcement 21 Oct 2025; terminal nominal 5.5 bcm/y (project page).
Europe | Netherlands | regas_terminal | Gate terminal B.V. - Gate 4th tank, 4 bcma expansion [LNG-F-880] | Gate terminal B.V. | regas expansion/terminal | 4 | bcm/y |  | 0.38675 | FID | 2026 | SOURCED_YEAR | 2026-10-12 | 2026-10-12 | ENTSOG | TYNDP 2024 Annex A - List of projects (LNG sheet; July 2024 edition) | https://tyndp2024.entsog.eu/downloads/ | 2024-07-03 | SOURCED | TYNDP maturity 'FID'; phase 'Phase 4'. Edition is two years old: dates may have moved (compare the GIE map lines above).
Europe | Croatia | regas_terminal | The import terminal for the liquefied natural gas(LNG) on the Island of Krk - Extension of the LNG Terminal Krk 1st phase [LNG-N-610] | LNG Hrvatska d.o.o. | regas expansion/terminal | 3.2 | bcm/y |  | 0.3094 | TARGET | 2025 | SOURCED_YEAR | 2026-10-12 | 2026-10-12 | ENTSOG | TYNDP 2024 Annex A - List of projects (LNG sheet; July 2024 edition) | https://tyndp2024.entsog.eu/downloads/ | 2024-07-03 | SOURCED | TYNDP maturity 'Less-Advanced'; phase 'Extension'. Edition is two years old: dates may have moved (compare the GIE map lines above).
Europe | Croatia | regas_terminal | The import terminal for the liquefied natural gas(LNG) on the Island of Krk - LNG terminal Krk 2nd phase [LNG-N-815] | LNG Hrvatska d.o.o. | regas expansion/terminal | 4.1 | bcm/y |  | 0.39641 | TARGET | 2030 | SOURCED_YEAR | 2026-10-12 | 2026-10-12 | ENTSOG | TYNDP 2024 Annex A - List of projects (LNG sheet; July 2024 edition) | https://tyndp2024.entsog.eu/downloads/ | 2024-07-03 | SOURCED | TYNDP maturity 'Less-Advanced'; phase '2nd phase'. Edition is two years old: dates may have moved (compare the GIE map lines above).
Europe | Greece | gas_pipeline | EastMed Pipeline [TRA-A-330] @ East Med / Cyprus/Israeli Production Field: NP Send-out Cyprus -> Transmission East Med Greece | IGI Poseidon S.A. | pipeline | 330 | GWh/d |  | 1.0405 | PLANNED | 2027 | SOURCED_YEAR | 2026-10-12 | 2026-10-12 | ENTSOG | TYNDP 2024 Annex A - List of projects (Capacity Increments sheet; July 2024 edition) | https://tyndp2024.entsog.eu/downloads/ | 2024-07-03 | SOURCED | TYNDP maturity 'Advanced'. Edition July 2024: check dates against operator plans.
Europe | Bulgaria | gas_pipeline | Modernization and rehabilitation of the Bulgarian GTS-Phase 3 [TRA-A-298] @ Kalotina (BG)/ Dimitrovgrad (RS): Transmission Serbia -> Transmission Bulgaria (NGTS) | Bulgartransgaz EAD | pipeline | 41 | GWh/d |  | 0.12928 | PLANNED | 2028 | SOURCED_YEAR | 2026-10-12 | 2026-10-12 | ENTSOG | TYNDP 2024 Annex A - List of projects (Capacity Increments sheet; July 2024 edition) | https://tyndp2024.entsog.eu/downloads/ | 2024-07-03 | SOURCED | TYNDP maturity 'Advanced'. Edition July 2024: check dates against operator plans.
Europe | Bulgaria | gas_pipeline | Modernization and rehabilitation of the Bulgarian GTS-Phase 3 [TRA-A-298] @ Kalotina (BG)/ Dimitrovgrad (RS): Transmission Bulgaria (NGTS) -> Transmission Serbia | Bulgartransgaz EAD | pipeline | 41 | GWh/d |  | 0.12928 | PLANNED | 2028 | SOURCED_YEAR | 2026-10-12 | 2026-10-12 | ENTSOG | TYNDP 2024 Annex A - List of projects (Capacity Increments sheet; July 2024 edition) | https://tyndp2024.entsog.eu/downloads/ | 2024-07-03 | SOURCED | TYNDP maturity 'Advanced'. Edition July 2024: check dates against operator plans.
Europe | Bulgaria | gas_pipeline | Smartening up the existing BG gas transmission network(SmartSwitch project) [RET-N-558] @ Kyustendil (BG) / Zidilovo (MK): Transmission Bulgaria (NGTS) -> Transmission North Macedonia | Bulgartransgaz EAD | pipeline | -2.74 | GWh/d |  | -0.0086395 | TARGET | 2027 | SOURCED_YEAR | 2026-10-12 | 2026-10-12 | ENTSOG | TYNDP 2024 Annex A - List of projects (Capacity Increments sheet; July 2024 edition) | https://tyndp2024.entsog.eu/downloads/ | 2024-07-03 | SOURCED | Capacity decrement at the point. TYNDP maturity 'Less-Advanced'. Edition July 2024: check dates against operator plans.
Europe | Greece | gas_pipeline | Pipeline Nea Messimvria – Evzoni/ Gevgelija and Metering Station [TRA-F-967] @ Evzoni (GR)/ Gevgelija (MK): Transmission Greece -> Transmission North Macedonia | DESFA S.A. | pipeline | 28 | GWh/d |  | 0.088287 | FID | 2025 | SOURCED_YEAR | 2026-10-12 | 2026-10-12 | ENTSOG | TYNDP 2024 Annex A - List of projects (Capacity Increments sheet; July 2024 edition) | https://tyndp2024.entsog.eu/downloads/ | 2024-07-03 | SOURCED | TYNDP maturity 'FID'. Edition July 2024: check dates against operator plans.
Europe | Switzerland | gas_pipeline | Alpine H2 Corridor [H2T-N-1286] @ Oltingue (FR) / Rodersdorf (CH): Transmission Switzerland -> Transmission France (NS1) | FluxSwiss | pipeline | -121 | GWh/d |  | -0.38152 | TARGET | 2042 | SOURCED_YEAR | 2026-10-12 | 2026-10-12 | ENTSOG | TYNDP 2024 Annex A - List of projects (Capacity Increments sheet; July 2024 edition) | https://tyndp2024.entsog.eu/downloads/ | 2024-07-03 | SOURCED | GAS CAPACITY REMOVED (TYNDP 'natural gas decrement': hydrogen repurposing, assumes long-term gas capacity contracts are fulfilled). TYNDP maturity 'Less-Advanced'. Edition July 2024: check dates against operator plans.
Europe | Switzerland | gas_pipeline | Alpine H2 Corridor [H2T-N-1286] @ Griespass (CH) / Passo Gries (IT) (FluxSwiss): Transmission Switzerland -> Transmission Italy (PSV) (Italy Northern Export Fork) | FluxSwiss | pipeline | -185 | GWh/d |  | -0.58332 | TARGET | 2032 | SOURCED_YEAR | 2026-10-12 | 2026-10-12 | ENTSOG | TYNDP 2024 Annex A - List of projects (Capacity Increments sheet; July 2024 edition) | https://tyndp2024.entsog.eu/downloads/ | 2024-07-03 | SOURCED | GAS CAPACITY REMOVED (TYNDP 'natural gas decrement': hydrogen repurposing, assumes long-term gas capacity contracts are fulfilled). TYNDP maturity 'Less-Advanced'. Edition July 2024: check dates against operator plans.
Europe | Switzerland | gas_pipeline | Alpine H2 Corridor [H2T-N-1286] @ Griespass (CH) / Passo Gries (IT) (FluxSwiss): Transmission Switzerland -> Transmission Italy (PSV) (Italy Northern Export Fork) | FluxSwiss | pipeline | -179 | GWh/d |  | -0.5644 | TARGET | 2042 | SOURCED_YEAR | 2026-10-12 | 2026-10-12 | ENTSOG | TYNDP 2024 Annex A - List of projects (Capacity Increments sheet; July 2024 edition) | https://tyndp2024.entsog.eu/downloads/ | 2024-07-03 | SOURCED | GAS CAPACITY REMOVED (TYNDP 'natural gas decrement': hydrogen repurposing, assumes long-term gas capacity contracts are fulfilled). TYNDP maturity 'Less-Advanced'. Edition July 2024: check dates against operator plans.
Europe | Switzerland | gas_pipeline | Alpine H2 Corridor [H2T-N-1286] @ Wallbach: Transmission Switzerland -> Transmission Germany (NCG) | FluxSwiss | pipeline | -148 | GWh/d |  | -0.46666 | TARGET | 2042 | SOURCED_YEAR | 2026-10-12 | 2026-10-12 | ENTSOG | TYNDP 2024 Annex A - List of projects (Capacity Increments sheet; July 2024 edition) | https://tyndp2024.entsog.eu/downloads/ | 2024-07-03 | SOURCED | GAS CAPACITY REMOVED (TYNDP 'natural gas decrement': hydrogen repurposing, assumes long-term gas capacity contracts are fulfilled). TYNDP maturity 'Less-Advanced'. Edition July 2024: check dates against operator plans.
Europe | Poland | gas_pipeline | North-South Gas Corridor in Eastern Poland [TRA-N-245] @ GCP GAZ-SYSTEM/UA TSO: Transmission Poland (VTP - GAZ-SYSTEM) -> Transmission Ukraine (Exports) | GAZ-SYSTEM S.A. | pipeline | 92.8 | GWh/d |  | 0.29261 | TARGET | 2030 | SOURCED_YEAR | 2026-10-12 | 2026-10-12 | ENTSOG | TYNDP 2024 Annex A - List of projects (Capacity Increments sheet; July 2024 edition) | https://tyndp2024.entsog.eu/downloads/ | 2024-07-03 | SOURCED | TYNDP maturity 'Less-Advanced'. Edition July 2024: check dates against operator plans.
Europe | Romania | gas_pipeline | Upgrading GMS Isaccea 2 and GMS Negru Voda 2 [TRA-N-602] @ Isaccea (RO) - Orlovka (UA) II: Transmission Trans-Balkan Pipeline Romania -> Transmission Ukraine (Exports) | SNTGN Transgaz S.A. | pipeline | 28.92 | GWh/d |  | 0.091188 | TARGET | 2027 | SOURCED_YEAR | 2026-10-12 | 2026-10-12 | ENTSOG | TYNDP 2024 Annex A - List of projects (Capacity Increments sheet; July 2024 edition) | https://tyndp2024.entsog.eu/downloads/ | 2024-07-03 | SOURCED | TYNDP maturity 'Less-Advanced'. Edition July 2024: check dates against operator plans.
Europe | Greece | gas_pipeline | TAP Expansion [TRA-A-810] @ Kipoi: Transmission Trans-Anatolian Pipeline Turkey -> Transmission Trans-Adriatic Pipeline Greece | Trans-Adriatic Pipeline AG | pipeline | 30 | GWh/d |  | 0.094593 | PLANNED | 2025 | SOURCED_YEAR | 2026-10-12 | 2026-10-12 | ENTSOG | TYNDP 2024 Annex A - List of projects (Capacity Increments sheet; July 2024 edition) | https://tyndp2024.entsog.eu/downloads/ | 2024-07-03 | SOURCED | TYNDP maturity 'Advanced'. Edition July 2024: check dates against operator plans.
Europe | Greece | gas_pipeline | TAP Expansion [TRA-A-810] @ Kipoi: Transmission Trans-Anatolian Pipeline Turkey -> Transmission Trans-Adriatic Pipeline Greece | Trans-Adriatic Pipeline AG | pipeline | 205 | GWh/d |  | 0.64639 | PLANNED | 2029 | SOURCED_YEAR | 2026-10-12 | 2026-10-12 | ENTSOG | TYNDP 2024 Annex A - List of projects (Capacity Increments sheet; July 2024 edition) | https://tyndp2024.entsog.eu/downloads/ | 2024-07-03 | SOURCED | TYNDP maturity 'Advanced'. Edition July 2024: check dates against operator plans.
Europe | Romania | gas_pipeline | Upgrading GMS Isaccea 3 and GMS Negru Voda 3 [TRA-N-888] @ Isaccea (RO) - Orlovka (UA) III: Transmission Trans-Balkan Pipeline Romania -> Transmission Ukraine (Exports) | SNTGN Transgaz S.A. | pipeline | 28.92 | GWh/d |  | 0.091188 | TARGET | 2028 | SOURCED_YEAR | 2026-10-12 | 2026-10-12 | ENTSOG | TYNDP 2024 Annex A - List of projects (Capacity Increments sheet; July 2024 edition) | https://tyndp2024.entsog.eu/downloads/ | 2024-07-03 | SOURCED | TYNDP maturity 'Less-Advanced'. Edition July 2024: check dates against operator plans.
Europe | Slovakia | gas_pipeline | Slovak Hydrogen Backbone [H2T-A-1264] @ Uzhhorod (UA) - Velké Kapušany (SK): Transmission Ukraine -> Transmission Slovakia | eustream, a.s. | pipeline | -478.4 | GWh/d |  | -1.5084 | PLANNED | 2029 | SOURCED_YEAR | 2026-10-12 | 2026-10-12 | ENTSOG | TYNDP 2024 Annex A - List of projects (Capacity Increments sheet; July 2024 edition) | https://tyndp2024.entsog.eu/downloads/ | 2024-07-03 | SOURCED | GAS CAPACITY REMOVED (TYNDP 'natural gas decrement': hydrogen repurposing, assumes long-term gas capacity contracts are fulfilled). TYNDP maturity 'Advanced'. Edition July 2024: check dates against operator plans.
Europe | Romania | gas_pipeline | Romania-Serbia Interconnection [TRA-A-1268] @ RO/SB IP: Transmission Serbia -> Transmission Romania | SNTGN Transgaz S.A. | pipeline | 46.27 | GWh/d |  | 0.14589 | PLANNED | 2028 | SOURCED_YEAR | 2026-10-12 | 2026-10-12 | ENTSOG | TYNDP 2024 Annex A - List of projects (Capacity Increments sheet; July 2024 edition) | https://tyndp2024.entsog.eu/downloads/ | 2024-07-03 | SOURCED | TYNDP maturity 'Advanced'. Edition July 2024: check dates against operator plans.
Europe | Romania | gas_pipeline | Romania-Serbia Interconnection [TRA-A-1268] @ RO/SB IP: Transmission Romania -> Transmission Serbia | SNTGN Transgaz S.A. | pipeline | 46.27 | GWh/d |  | 0.14589 | PLANNED | 2028 | SOURCED_YEAR | 2026-10-12 | 2026-10-12 | ENTSOG | TYNDP 2024 Annex A - List of projects (Capacity Increments sheet; July 2024 edition) | https://tyndp2024.entsog.eu/downloads/ | 2024-07-03 | SOURCED | TYNDP maturity 'Advanced'. Edition July 2024: check dates against operator plans.
Europe | Greece | gas_pipeline | Poseidon Pipeline [TRA-A-10] @ Otranto - IT / IGI Poseidon: Transmission Italy (PSV) (Southern Projects) -> Transmission ITGI Poseidon Greece | IGI Poseidon S.A. | pipeline | 160 | GWh/d |  | 0.5045 | PLANNED | 2027 | SOURCED_YEAR | 2026-10-12 | 2026-10-12 | ENTSOG | TYNDP 2024 Annex A - List of projects (Capacity Increments sheet; July 2024 edition) | https://tyndp2024.entsog.eu/downloads/ | 2024-07-03 | SOURCED | TYNDP maturity 'Advanced'. Edition July 2024: check dates against operator plans.
Europe | Greece | gas_pipeline | Poseidon Pipeline [TRA-A-10] @ Otranto - IT / IGI Poseidon: Transmission ITGI Poseidon Greece -> Transmission Italy (PSV) (Southern Projects) | IGI Poseidon S.A. | pipeline | 320 | GWh/d |  | 1.009 | PLANNED | 2027 | SOURCED_YEAR | 2026-10-12 | 2026-10-12 | ENTSOG | TYNDP 2024 Annex A - List of projects (Capacity Increments sheet; July 2024 edition) | https://tyndp2024.entsog.eu/downloads/ | 2024-07-03 | SOURCED | TYNDP maturity 'Advanced'. Edition July 2024: check dates against operator plans.
Europe | Greece | gas_pipeline | Poseidon Pipeline [TRA-A-10] @ East Med / Thesprotia (Poseidon): Transmission East Med Greece -> Transmission ITGI Poseidon Greece | IGI Poseidon S.A. | pipeline | 320 | GWh/d |  | 1.009 | PLANNED | 2027 | SOURCED_YEAR | 2026-10-12 | 2026-10-12 | ENTSOG | TYNDP 2024 Annex A - List of projects (Capacity Increments sheet; July 2024 edition) | https://tyndp2024.entsog.eu/downloads/ | 2024-07-03 | SOURCED | TYNDP maturity 'Advanced'. Edition July 2024: check dates against operator plans.
Europe | Greece | gas_pipeline | Poseidon Pipeline [TRA-A-10] @ East Med / Thesprotia (Poseidon): Transmission ITGI Poseidon Greece -> Transmission East Med Greece | IGI Poseidon S.A. | pipeline | 160 | GWh/d |  | 0.5045 | PLANNED | 2027 | SOURCED_YEAR | 2026-10-12 | 2026-10-12 | ENTSOG | TYNDP 2024 Annex A - List of projects (Capacity Increments sheet; July 2024 edition) | https://tyndp2024.entsog.eu/downloads/ | 2024-07-03 | SOURCED | TYNDP maturity 'Advanced'. Edition July 2024: check dates against operator plans.
Europe | Malta | gas_pipeline | Melita TransGas Hydrogen Ready Pipeline [TRA-N-31] @ Gela (Italy) SRG-MTGP (Malta) Interconnection Point: Transmission Italy (PSV) (Italy Southern Import Fork) -> Transmission Malta | InterConnect Malta Ltd | pipeline | 32.8 | GWh/d |  | 0.10342 | TARGET | 2030 | SOURCED_YEAR | 2026-10-12 | 2026-10-12 | ENTSOG | TYNDP 2024 Annex A - List of projects (Capacity Increments sheet; July 2024 edition) | https://tyndp2024.entsog.eu/downloads/ | 2024-07-03 | SOURCED | TYNDP maturity 'Less-Advanced'. Edition July 2024: check dates against operator plans.
Europe | Malta | gas_pipeline | Melita TransGas Hydrogen Ready Pipeline [TRA-N-31] @ Gela (Italy) SRG-MTGP (Malta) Interconnection Point: Transmission Malta -> Transmission Italy (PSV) (Italy Southern Import Fork) | InterConnect Malta Ltd | pipeline | 32.8 | GWh/d |  | 0.10342 | TARGET | 2030 | SOURCED_YEAR | 2026-10-12 | 2026-10-12 | ENTSOG | TYNDP 2024 Annex A - List of projects (Capacity Increments sheet; July 2024 edition) | https://tyndp2024.entsog.eu/downloads/ | 2024-07-03 | SOURCED | TYNDP maturity 'Less-Advanced'. Edition July 2024: check dates against operator plans.
Europe | Croatia | gas_pipeline | LNG evacuation pipeline Zlobin-Bosiljevo-Sisak-Kozarac [TRA-A-75] @ Dravaszerdahely: Transmission Croatia -> Transmission Hungary (MGP) | Plinacro Ltd | pipeline | 51 | GWh/d |  | 0.16081 | PLANNED | 2026 | SOURCED_YEAR | 2026-10-12 | 2026-10-12 | ENTSOG | TYNDP 2024 Annex A - List of projects (Capacity Increments sheet; July 2024 edition) | https://tyndp2024.entsog.eu/downloads/ | 2024-07-03 | SOURCED | TYNDP maturity 'Advanced'. Edition July 2024: check dates against operator plans.
Europe | Croatia | gas_pipeline | Interconnection Croatia/Slovenia (Lučko - Zabok - Jezerišće - Sotla) [TRA-A-86] @ Rogatec: Transmission Slovenia -> Transmission Croatia | Plinacro Ltd | pipeline | 108 | GWh/d |  | 0.34053 | TARGET | 2030 | SOURCED_YEAR | 2026-10-12 | 2026-10-12 | ENTSOG | TYNDP 2024 Annex A - List of projects (Capacity Increments sheet; July 2024 edition) | https://tyndp2024.entsog.eu/downloads/ | 2024-07-03 | SOURCED | TYNDP maturity 'Less-Advanced'. Edition July 2024: check dates against operator plans.
Europe | Croatia | gas_pipeline | Interconnection Croatia/Slovenia (Lučko - Zabok - Jezerišće - Sotla) [TRA-A-86] @ Rogatec: Transmission Croatia -> Transmission Slovenia | Plinacro Ltd | pipeline | 34 | GWh/d |  | 0.10721 | PLANNED | 2026 | SOURCED_YEAR | 2026-10-12 | 2026-10-12 | ENTSOG | TYNDP 2024 Annex A - List of projects (Capacity Increments sheet; July 2024 edition) | https://tyndp2024.entsog.eu/downloads/ | 2024-07-03 | SOURCED | TYNDP maturity 'Advanced'. Edition July 2024: check dates against operator plans.
Europe | Croatia | gas_pipeline | Interconnection Croatia/Slovenia (Lučko - Zabok - Jezerišće - Sotla) [TRA-A-86] @ Rogatec: Transmission Croatia -> Transmission Slovenia | Plinacro Ltd | pipeline | 122 | GWh/d |  | 0.38468 | TARGET | 2030 | SOURCED_YEAR | 2026-10-12 | 2026-10-12 | ENTSOG | TYNDP 2024 Annex A - List of projects (Capacity Increments sheet; July 2024 edition) | https://tyndp2024.entsog.eu/downloads/ | 2024-07-03 | SOURCED | TYNDP maturity 'Less-Advanced'. Edition July 2024: check dates against operator plans.
Europe | Slovenia | gas_pipeline | CS Kidričevo, 2nd phase of upgrade [TRA-N-94] @ Rogatec: Transmission Slovenia -> Transmission Croatia | Plinovodi d.o.o. | pipeline | 162 | GWh/d |  | 0.5108 | TARGET | 2027 | SOURCED_YEAR | 2026-10-12 | 2026-10-12 | ENTSOG | TYNDP 2024 Annex A - List of projects (Capacity Increments sheet; July 2024 edition) | https://tyndp2024.entsog.eu/downloads/ | 2024-07-03 | SOURCED | TYNDP maturity 'Less-Advanced'. Edition July 2024: check dates against operator plans.
Europe | Slovenia | gas_pipeline | CS Kidričevo, 2nd phase of upgrade [TRA-N-94] @ Murfeld (AT) / Ceršak (SI): Transmission Slovenia -> Transmission Austria (CEGH) | Plinovodi d.o.o. | pipeline | 162 | GWh/d |  | 0.5108 | TARGET | 2027 | SOURCED_YEAR | 2026-10-12 | 2026-10-12 | ENTSOG | TYNDP 2024 Annex A - List of projects (Capacity Increments sheet; July 2024 edition) | https://tyndp2024.entsog.eu/downloads/ | 2024-07-03 | SOURCED | TYNDP maturity 'Less-Advanced'. Edition July 2024: check dates against operator plans.
Europe | Slovenia | gas_pipeline | M3/1a Šempeter - Ajdovščina [TRA-N-99] @ Gorizia (IT) /Šempeter (SI): Transmission Italia (PSV) -> Transmission Slovenia | Plinovodi d.o.o. | pipeline | 58 | GWh/d |  | 0.18288 | TARGET | 2028 | SOURCED_YEAR | 2026-10-12 | 2026-10-12 | ENTSOG | TYNDP 2024 Annex A - List of projects (Capacity Increments sheet; July 2024 edition) | https://tyndp2024.entsog.eu/downloads/ | 2024-07-03 | SOURCED | TYNDP maturity 'Less-Advanced'. Edition July 2024: check dates against operator plans.
Europe | Slovenia | gas_pipeline | M3/1a Šempeter - Ajdovščina [TRA-N-99] @ Gorizia (IT) /Šempeter (SI): Transmission Slovenia -> Transmission Italia (PSV) | Plinovodi d.o.o. | pipeline | 27 | GWh/d |  | 0.085134 | TARGET | 2028 | SOURCED_YEAR | 2026-10-12 | 2026-10-12 | ENTSOG | TYNDP 2024 Annex A - List of projects (Capacity Increments sheet; July 2024 edition) | https://tyndp2024.entsog.eu/downloads/ | 2024-07-03 | SOURCED | TYNDP maturity 'Less-Advanced'. Edition July 2024: check dates against operator plans.
Europe | Slovenia | gas_pipeline | R15/1 Pince - Lendava - Kidričevo [TRA-N-112] @ Pince (SI) / Tornyszentmiklos (HU): Transmission Hungary (MGP) -> Transmission Slovenia | Plinovodi d.o.o. | pipeline | 6.4 | GWh/d |  | 0.02018 | TARGET | 2027 | SOURCED_YEAR | 2026-10-12 | 2026-10-12 | ENTSOG | TYNDP 2024 Annex A - List of projects (Capacity Increments sheet; July 2024 edition) | https://tyndp2024.entsog.eu/downloads/ | 2024-07-03 | SOURCED | TYNDP maturity 'Less-Advanced'. Edition July 2024: check dates against operator plans.
Europe | Slovenia | gas_pipeline | R15/1 Pince - Lendava - Kidričevo [TRA-N-112] @ Pince (SI) / Tornyszentmiklos (HU): Transmission Hungary (MGP) -> Transmission Slovenia | Plinovodi d.o.o. | pipeline | 42.6 | GWh/d |  | 0.13432 | TARGET | 2028 | SOURCED_YEAR | 2026-10-12 | 2026-10-12 | ENTSOG | TYNDP 2024 Annex A - List of projects (Capacity Increments sheet; July 2024 edition) | https://tyndp2024.entsog.eu/downloads/ | 2024-07-03 | SOURCED | TYNDP maturity 'Less-Advanced'. Edition July 2024: check dates against operator plans.
Europe | Slovenia | gas_pipeline | R15/1 Pince - Lendava - Kidričevo [TRA-N-112] @ Pince (SI) / Tornyszentmiklos (HU): Transmission Slovenia -> Transmission Hungary (MGP) | Plinovodi d.o.o. | pipeline | 6.4 | GWh/d |  | 0.02018 | TARGET | 2027 | SOURCED_YEAR | 2026-10-12 | 2026-10-12 | ENTSOG | TYNDP 2024 Annex A - List of projects (Capacity Increments sheet; July 2024 edition) | https://tyndp2024.entsog.eu/downloads/ | 2024-07-03 | SOURCED | TYNDP maturity 'Less-Advanced'. Edition July 2024: check dates against operator plans.
Europe | Slovenia | gas_pipeline | R15/1 Pince - Lendava - Kidričevo [TRA-N-112] @ Pince (SI) / Tornyszentmiklos (HU): Transmission Slovenia -> Transmission Hungary (MGP) | Plinovodi d.o.o. | pipeline | 42.6 | GWh/d |  | 0.13432 | TARGET | 2028 | SOURCED_YEAR | 2026-10-12 | 2026-10-12 | ENTSOG | TYNDP 2024 Annex A - List of projects (Capacity Increments sheet; July 2024 edition) | https://tyndp2024.entsog.eu/downloads/ | 2024-07-03 | SOURCED | TYNDP maturity 'Less-Advanced'. Edition July 2024: check dates against operator plans.
Europe | Greece | gas_pipeline | Compressor Station Komotini (former Kipi) [TRA-F-128] @ Komotini-DESFA/ICGB (GR/BG): Transmission Greece (Komotini) -> Transmission Interconnector Greece-Bulgaria Bulgaria | DESFA S.A. | pipeline | 30 | GWh/d |  | 0.094593 | FID | 2025 | SOURCED_YEAR | 2026-10-12 | 2026-10-12 | ENTSOG | TYNDP 2024 Annex A - List of projects (Capacity Increments sheet; July 2024 edition) | https://tyndp2024.entsog.eu/downloads/ | 2024-07-03 | SOURCED | TYNDP maturity 'FID'. Edition July 2024: check dates against operator plans.
Europe | Greece | gas_pipeline | EastMed Pipeline [TRA-A-330] @ East Med / Cyprus (CY): Transmission East Med Greece -> Transmission Cyprus | IGI Poseidon S.A. | pipeline | 30 | GWh/d |  | 0.094593 | PLANNED | 2027 | SOURCED_YEAR | 2026-10-12 | 2026-10-12 | ENTSOG | TYNDP 2024 Annex A - List of projects (Capacity Increments sheet; July 2024 edition) | https://tyndp2024.entsog.eu/downloads/ | 2024-07-03 | SOURCED | TYNDP maturity 'Advanced'. Edition July 2024: check dates against operator plans.
Europe | Greece | gas_pipeline | EastMed Pipeline [TRA-A-330] @ East Med / Crete (GR): Transmission Greece (Crete) -> Transmission East Med Greece | IGI Poseidon S.A. | pipeline | 190 | GWh/d |  | 0.59909 | PLANNED | 2027 | SOURCED_YEAR | 2026-10-12 | 2026-10-12 | ENTSOG | TYNDP 2024 Annex A - List of projects (Capacity Increments sheet; July 2024 edition) | https://tyndp2024.entsog.eu/downloads/ | 2024-07-03 | SOURCED | TYNDP maturity 'Advanced'. Edition July 2024: check dates against operator plans.
Europe | Greece | gas_pipeline | EastMed Pipeline [TRA-A-330] @ East Med / Crete (GR): Transmission East Med Greece -> Transmission Greece (Crete) | IGI Poseidon S.A. | pipeline | 20 | GWh/d |  | 0.063062 | PLANNED | 2027 | SOURCED_YEAR | 2026-10-12 | 2026-10-12 | ENTSOG | TYNDP 2024 Annex A - List of projects (Capacity Increments sheet; July 2024 edition) | https://tyndp2024.entsog.eu/downloads/ | 2024-07-03 | SOURCED | TYNDP maturity 'Advanced'. Edition July 2024: check dates against operator plans.
Europe | Greece | gas_pipeline | EastMed Pipeline [TRA-A-330] @ East Med / Thesprotia (Poseidon): Transmission ITGI Poseidon Greece -> Transmission East Med Greece | IGI Poseidon S.A. | pipeline | 600 | GWh/d |  | 1.8919 | PLANNED | 2027 | SOURCED_YEAR | 2026-10-12 | 2026-10-12 | ENTSOG | TYNDP 2024 Annex A - List of projects (Capacity Increments sheet; July 2024 edition) | https://tyndp2024.entsog.eu/downloads/ | 2024-07-03 | SOURCED | TYNDP maturity 'Advanced'. Edition July 2024: check dates against operator plans.
Europe | Greece | gas_pipeline | EastMed Pipeline [TRA-A-330] @ East Med / Peloponnesus (GR): Transmission East Med Greece -> Transmission Greece | IGI Poseidon S.A. | pipeline | 90 | GWh/d |  | 0.28378 | PLANNED | 2027 | SOURCED_YEAR | 2026-10-12 | 2026-10-12 | ENTSOG | TYNDP 2024 Annex A - List of projects (Capacity Increments sheet; July 2024 edition) | https://tyndp2024.entsog.eu/downloads/ | 2024-07-03 | SOURCED | TYNDP maturity 'Advanced'. Edition July 2024: check dates against operator plans.
Europe | Greece | gas_pipeline | EastMed Pipeline [TRA-A-330] @ H2_IP_GR-HUB: Transmission Greece (GR Hydrogen) -> Transmission Greece (GR Hydrogen) | IGI Poseidon S.A. | pipeline | 120 | GWh/d |  | 0.37837 | TARGET | 2036 | SOURCED_YEAR | 2026-10-12 | 2026-10-12 | ENTSOG | TYNDP 2024 Annex A - List of projects (Capacity Increments sheet; July 2024 edition) | https://tyndp2024.entsog.eu/downloads/ | 2024-07-03 | SOURCED | TYNDP maturity 'Less-Advanced'. Edition July 2024: check dates against operator plans.
Europe | Greece | gas_pipeline | EastMed Pipeline [TRA-A-330] @ H2_IP_GR-HUB: Transmission Greece (GR Hydrogen) -> Transmission Greece (GR Hydrogen) | IGI Poseidon S.A. | pipeline | 120 | GWh/d |  | 0.37837 | TARGET | 2036 | SOURCED_YEAR | 2026-10-12 | 2026-10-12 | ENTSOG | TYNDP 2024 Annex A - List of projects (Capacity Increments sheet; July 2024 edition) | https://tyndp2024.entsog.eu/downloads/ | 2024-07-03 | SOURCED | TYNDP maturity 'Less-Advanced'. Edition July 2024: check dates against operator plans.
Europe | Greece | gas_pipeline | EastMed Pipeline [TRA-A-330] @ H2_IP_GR-CRETE: Transmission Greece (GR Hydrogen) -> Transmission Greece (GR Hydrogen) | IGI Poseidon S.A. | pipeline | 30 | GWh/d |  | 0.094593 | TARGET | 2036 | SOURCED_YEAR | 2026-10-12 | 2026-10-12 | ENTSOG | TYNDP 2024 Annex A - List of projects (Capacity Increments sheet; July 2024 edition) | https://tyndp2024.entsog.eu/downloads/ | 2024-07-03 | SOURCED | TYNDP maturity 'Less-Advanced'. Edition July 2024: check dates against operator plans.
Europe | Greece | gas_pipeline | EastMed Pipeline [TRA-A-330] @ H2_IP_GR-CRETE: Transmission Greece (GR Hydrogen) -> Transmission Greece (GR Hydrogen) | IGI Poseidon S.A. | pipeline | 30 | GWh/d |  | 0.094593 | TARGET | 2036 | SOURCED_YEAR | 2026-10-12 | 2026-10-12 | ENTSOG | TYNDP 2024 Annex A - List of projects (Capacity Increments sheet; July 2024 edition) | https://tyndp2024.entsog.eu/downloads/ | 2024-07-03 | SOURCED | TYNDP maturity 'Less-Advanced'. Edition July 2024: check dates against operator plans.
Europe | Greece | gas_pipeline | EastMed Pipeline [TRA-A-330] @ H2_IP_GR-MEGA: Transmission Greece (GR Hydrogen) -> Transmission Greece (GR Hydrogen) | IGI Poseidon S.A. | pipeline | 30 | GWh/d |  | 0.094593 | TARGET | 2036 | SOURCED_YEAR | 2026-10-12 | 2026-10-12 | ENTSOG | TYNDP 2024 Annex A - List of projects (Capacity Increments sheet; July 2024 edition) | https://tyndp2024.entsog.eu/downloads/ | 2024-07-03 | SOURCED | TYNDP maturity 'Less-Advanced'. Edition July 2024: check dates against operator plans.
Europe | Greece | gas_pipeline | EastMed Pipeline [TRA-A-330] @ H2_IP_GR-MEGA: Transmission Greece (GR Hydrogen) -> Transmission Greece (GR Hydrogen) | IGI Poseidon S.A. | pipeline | 30 | GWh/d |  | 0.094593 | TARGET | 2036 | SOURCED_YEAR | 2026-10-12 | 2026-10-12 | ENTSOG | TYNDP 2024 Annex A - List of projects (Capacity Increments sheet; July 2024 edition) | https://tyndp2024.entsog.eu/downloads/ | 2024-07-03 | SOURCED | TYNDP maturity 'Less-Advanced'. Edition July 2024: check dates against operator plans.
Europe | Greece | gas_pipeline | EastMed Pipeline [TRA-A-330] @ H2_IP_GR-CY: Transmission Cyprus (CY Hydrogen) -> Transmission Greece (GR Hydrogen) | IGI Poseidon S.A. | pipeline | 30 | GWh/d |  | 0.094593 | TARGET | 2036 | SOURCED_YEAR | 2026-10-12 | 2026-10-12 | ENTSOG | TYNDP 2024 Annex A - List of projects (Capacity Increments sheet; July 2024 edition) | https://tyndp2024.entsog.eu/downloads/ | 2024-07-03 | SOURCED | TYNDP maturity 'Less-Advanced'. Edition July 2024: check dates against operator plans.
Europe | Greece | gas_pipeline | EastMed Pipeline [TRA-A-330] @ H2_IP_GR-CY: Transmission Greece (GR Hydrogen) -> Transmission Cyprus (CY Hydrogen) | IGI Poseidon S.A. | pipeline | 30 | GWh/d |  | 0.094593 | TARGET | 2036 | SOURCED_YEAR | 2026-10-12 | 2026-10-12 | ENTSOG | TYNDP 2024 Annex A - List of projects (Capacity Increments sheet; July 2024 edition) | https://tyndp2024.entsog.eu/downloads/ | 2024-07-03 | SOURCED | TYNDP maturity 'Less-Advanced'. Edition July 2024: check dates against operator plans.
Europe | Greece | gas_pipeline | EastMed Pipeline [TRA-A-330] @ H2_IP_IL-CY: Transmission Israel (IL Hydrogen) -> Transmission Greece (GR Hydrogen) | IGI Poseidon S.A. | pipeline | 120 | GWh/d |  | 0.37837 | TARGET | 2036 | SOURCED_YEAR | 2026-10-12 | 2026-10-12 | ENTSOG | TYNDP 2024 Annex A - List of projects (Capacity Increments sheet; July 2024 edition) | https://tyndp2024.entsog.eu/downloads/ | 2024-07-03 | SOURCED | TYNDP maturity 'Less-Advanced'. Edition July 2024: check dates against operator plans.
Europe | Slovenia | gas_pipeline | Upgrade of Murfeld/Ceršak interconnection (M1/3 Interconnection Ceršak) [TRA-N-389] @ Murfeld (AT) / Ceršak (SI): Transmission Austria (CEGH) -> Transmission Slovenia | Plinovodi d.o.o. | pipeline | 78.5 | GWh/d |  | 0.24752 | TARGET | 2027 | SOURCED_YEAR | 2026-10-12 | 2026-10-12 | ENTSOG | TYNDP 2024 Annex A - List of projects (Capacity Increments sheet; July 2024 edition) | https://tyndp2024.entsog.eu/downloads/ | 2024-07-03 | SOURCED | TYNDP maturity 'Less-Advanced'. Edition July 2024: check dates against operator plans.
Europe | Slovenia | gas_pipeline | Upgrade of Murfeld/Ceršak interconnection (M1/3 Interconnection Ceršak) [TRA-N-389] @ Murfeld (AT) / Ceršak (SI): Transmission Slovenia -> Transmission Austria (CEGH) | Plinovodi d.o.o. | pipeline | 162 | GWh/d |  | 0.5108 | TARGET | 2027 | SOURCED_YEAR | 2026-10-12 | 2026-10-12 | ENTSOG | TYNDP 2024 Annex A - List of projects (Capacity Increments sheet; July 2024 edition) | https://tyndp2024.entsog.eu/downloads/ | 2024-07-03 | SOURCED | TYNDP maturity 'Less-Advanced'. Edition July 2024: check dates against operator plans.
Europe | Slovenia | gas_pipeline | Upgrade of Rogatec interconnection (M1A/1 Interconnection Rogatec) [TRA-N-390] @ Rogatec: Transmission Croatia -> Transmission Slovenia | Plinovodi d.o.o. | pipeline | 162 | GWh/d |  | 0.5108 | TARGET | 2027 | SOURCED_YEAR | 2026-10-12 | 2026-10-12 | ENTSOG | TYNDP 2024 Annex A - List of projects (Capacity Increments sheet; July 2024 edition) | https://tyndp2024.entsog.eu/downloads/ | 2024-07-03 | SOURCED | TYNDP maturity 'Less-Advanced'. Edition July 2024: check dates against operator plans.
Europe | Slovenia | gas_pipeline | Upgrade of Rogatec interconnection (M1A/1 Interconnection Rogatec) [TRA-N-390] @ Rogatec: Transmission Slovenia -> Transmission Croatia | Plinovodi d.o.o. | pipeline | 162 | GWh/d |  | 0.5108 | TARGET | 2027 | SOURCED_YEAR | 2026-10-12 | 2026-10-12 | ENTSOG | TYNDP 2024 Annex A - List of projects (Capacity Increments sheet; July 2024 edition) | https://tyndp2024.entsog.eu/downloads/ | 2024-07-03 | SOURCED | TYNDP maturity 'Less-Advanced'. Edition July 2024: check dates against operator plans.
Europe | France | gas_pipeline | Adaptation L- gas - H-gas [TRA-A-429] @ Blaregnies L (BE) / Taisnières B (FR): Transmission Belgium (L-Zone) -> Transmission France (FR PEG North L-Gas) | GRTgaz | pipeline | -85 | GWh/d |  | -0.26801 | PLANNED | 2025 | SOURCED_YEAR | 2026-10-12 | 2026-10-12 | ENTSOG | TYNDP 2024 Annex A - List of projects (Capacity Increments sheet; July 2024 edition) | https://tyndp2024.entsog.eu/downloads/ | 2024-07-03 | SOURCED | Capacity decrement at the point. TYNDP maturity 'Advanced'. Edition July 2024: check dates against operator plans.
Europe | France | gas_pipeline | Adaptation L- gas - H-gas [TRA-A-429] @ Blaregnies L (BE) / Taisnières B (FR): Transmission Belgium (L-Zone) -> Transmission France (FR PEG North L-Gas) | GRTgaz | pipeline | -115 | GWh/d |  | -0.36261 | PLANNED | 2028 | SOURCED_YEAR | 2026-10-12 | 2026-10-12 | ENTSOG | TYNDP 2024 Annex A - List of projects (Capacity Increments sheet; July 2024 edition) | https://tyndp2024.entsog.eu/downloads/ | 2024-07-03 | SOURCED | Capacity decrement at the point. TYNDP maturity 'Advanced'. Edition July 2024: check dates against operator plans.
Europe | Netherlands | gas_pipeline | National H2 Backbone [H2T-F-468] @ VIP BENE: Transmission Netherlands (TTF) -> Transmission Belgium (H-Zone) | Gasunie Transport Services B.V. | pipeline | -141.6 | GWh/d |  | -0.44648 | FID | 2026 | SOURCED_YEAR | 2026-10-12 | 2026-10-12 | ENTSOG | TYNDP 2024 Annex A - List of projects (Capacity Increments sheet; July 2024 edition) | https://tyndp2024.entsog.eu/downloads/ | 2024-07-03 | SOURCED | GAS CAPACITY REMOVED (TYNDP 'natural gas decrement': hydrogen repurposing, assumes long-term gas capacity contracts are fulfilled). TYNDP maturity 'FID'. Edition July 2024: check dates against operator plans.
Europe | Germany | gas_pipeline | Increase of Gas Transport to the Netherlands [TRA-F-496] @ (Modelling) NL <-> DE THE North: Transmission Germany (GASPOOL) -> Transmission Netherlands (TTF) (fork NL DE) | Gasunie Deutschland Transport Services GmbH | pipeline | 271.2 | GWh/d |  | 0.85512 | FID | 2027 | SOURCED_YEAR | 2026-10-12 | 2026-10-12 | ENTSOG | TYNDP 2024 Annex A - List of projects (Capacity Increments sheet; July 2024 edition) | https://tyndp2024.entsog.eu/downloads/ | 2024-07-03 | SOURCED | TYNDP maturity 'FID'. Edition July 2024: check dates against operator plans.
Europe | Bulgaria | gas_pipeline | Smartening up the existing BG gas transmission network(SmartSwitch project) [RET-N-558] @ Kulata (BG) / Sidirokastron (GR): Transmission Greece -> Transmission Bulgaria (NGTS) | Bulgartransgaz EAD | pipeline | -11.726 | GWh/d |  | -0.036973 | TARGET | 2027 | SOURCED_YEAR | 2026-10-12 | 2026-10-12 | ENTSOG | TYNDP 2024 Annex A - List of projects (Capacity Increments sheet; July 2024 edition) | https://tyndp2024.entsog.eu/downloads/ | 2024-07-03 | SOURCED | Capacity decrement at the point. TYNDP maturity 'Less-Advanced'. Edition July 2024: check dates against operator plans.
Europe | Bulgaria | gas_pipeline | Smartening up the existing BG gas transmission network(SmartSwitch project) [RET-N-558] @ Kulata (BG) / Sidirokastron (GR): Transmission Bulgaria (NGTS) -> Transmission Greece | Bulgartransgaz EAD | pipeline | -6.48 | GWh/d |  | -0.020432 | TARGET | 2027 | SOURCED_YEAR | 2026-10-12 | 2026-10-12 | ENTSOG | TYNDP 2024 Annex A - List of projects (Capacity Increments sheet; July 2024 edition) | https://tyndp2024.entsog.eu/downloads/ | 2024-07-03 | SOURCED | Capacity decrement at the point. TYNDP maturity 'Less-Advanced'. Edition July 2024: check dates against operator plans.
Europe | Bulgaria | gas_pipeline | Smartening up the existing BG gas transmission network(SmartSwitch project) [RET-N-558] @ Ruse (BG) / Giurgiu (RO): Transmission Romania -> Transmission Bulgaria (NGTS) | Bulgartransgaz EAD | pipeline | -4.534 | GWh/d |  | -0.014296 | TARGET | 2027 | SOURCED_YEAR | 2026-10-12 | 2026-10-12 | ENTSOG | TYNDP 2024 Annex A - List of projects (Capacity Increments sheet; July 2024 edition) | https://tyndp2024.entsog.eu/downloads/ | 2024-07-03 | SOURCED | Capacity decrement at the point. TYNDP maturity 'Less-Advanced'. Edition July 2024: check dates against operator plans.
Europe | Bulgaria | gas_pipeline | Smartening up the existing BG gas transmission network(SmartSwitch project) [RET-N-558] @ Ruse (BG) / Giurgiu (RO): Transmission Bulgaria (NGTS) -> Transmission Romania | Bulgartransgaz EAD | pipeline | -2.65 | GWh/d |  | -0.0083557 | TARGET | 2027 | SOURCED_YEAR | 2026-10-12 | 2026-10-12 | ENTSOG | TYNDP 2024 Annex A - List of projects (Capacity Increments sheet; July 2024 edition) | https://tyndp2024.entsog.eu/downloads/ | 2024-07-03 | SOURCED | Capacity decrement at the point. TYNDP maturity 'Less-Advanced'. Edition July 2024: check dates against operator plans.
Europe | Bulgaria | gas_pipeline | Smartening up the existing BG gas transmission network(SmartSwitch project) [RET-N-558] @ (Modelling) Negru Voda Aggregated: Transmission Romania -> Transmission Bulgaria (NGTS) | Bulgartransgaz EAD | pipeline | -18.76 | GWh/d |  | -0.059152 | TARGET | 2027 | SOURCED_YEAR | 2026-10-12 | 2026-10-12 | ENTSOG | TYNDP 2024 Annex A - List of projects (Capacity Increments sheet; July 2024 edition) | https://tyndp2024.entsog.eu/downloads/ | 2024-07-03 | SOURCED | Capacity decrement at the point. TYNDP maturity 'Less-Advanced'. Edition July 2024: check dates against operator plans.
Europe | Bulgaria | gas_pipeline | Smartening up the existing BG gas transmission network(SmartSwitch project) [RET-N-558] @ (Modelling) Negru Voda Aggregated: Transmission Bulgaria (NGTS) -> Transmission Romania | Bulgartransgaz EAD | pipeline | -12.17 | GWh/d |  | -0.038373 | TARGET | 2027 | SOURCED_YEAR | 2026-10-12 | 2026-10-12 | ENTSOG | TYNDP 2024 Annex A - List of projects (Capacity Increments sheet; July 2024 edition) | https://tyndp2024.entsog.eu/downloads/ | 2024-07-03 | SOURCED | Capacity decrement at the point. TYNDP maturity 'Less-Advanced'. Edition July 2024: check dates against operator plans.
Europe | France | gas_pipeline | HY-FEN – H2 Corridor Spain – France – Germany connection [H2T-N-569] @ Obergailbach (FR) / Medelsheim (DE): Transmission Germany (NCG) -> Transmission France (NS1) | GRTgaz | pipeline | -310 | GWh/d |  | -0.97746 | TARGET | 2029 | SOURCED_YEAR | 2026-10-12 | 2026-10-12 | ENTSOG | TYNDP 2024 Annex A - List of projects (Capacity Increments sheet; July 2024 edition) | https://tyndp2024.entsog.eu/downloads/ | 2024-07-03 | SOURCED | GAS CAPACITY REMOVED (TYNDP 'natural gas decrement': hydrogen repurposing, assumes long-term gas capacity contracts are fulfilled). TYNDP maturity 'Less-Advanced'. Edition July 2024: check dates against operator plans.
Europe | Romania | gas_pipeline | Upgrading GMS Isaccea 2 and GMS Negru Voda 2 [TRA-N-602] @ (Modelling) Negru Voda Aggregated: Transmission Bulgaria (NGTS) -> Transmission Romania | SNTGN Transgaz S.A. | pipeline | 271.1 | GWh/d |  | 0.8548 | TARGET | 2027 | SOURCED_YEAR | 2026-10-12 | 2026-10-12 | ENTSOG | TYNDP 2024 Annex A - List of projects (Capacity Increments sheet; July 2024 edition) | https://tyndp2024.entsog.eu/downloads/ | 2024-07-03 | SOURCED | TYNDP maturity 'Less-Advanced'. Edition July 2024: check dates against operator plans.
Europe | Romania | gas_pipeline | Capacity increase at RO-BG IP Ruse Giurgiu [TRA-N-603] @ Ruse (BG) / Giurgiu (RO): Transmission Bulgaria (NGTS) -> Transmission Romania | SNTGN Transgaz S.A. | pipeline | 101.22 | GWh/d |  | 0.31916 | TARGET | 2027 | SOURCED_YEAR | 2026-10-12 | 2026-10-12 | ENTSOG | TYNDP 2024 Annex A - List of projects (Capacity Increments sheet; July 2024 edition) | https://tyndp2024.entsog.eu/downloads/ | 2024-07-03 | SOURCED | TYNDP maturity 'Less-Advanced'. Edition July 2024: check dates against operator plans.
Europe | Romania | gas_pipeline | Capacity increase at RO-BG IP Ruse Giurgiu [TRA-N-603] @ Ruse (BG) / Giurgiu (RO): Transmission Romania -> Transmission Bulgaria (NGTS) | SNTGN Transgaz S.A. | pipeline | 101.22 | GWh/d |  | 0.31916 | TARGET | 2027 | SOURCED_YEAR | 2026-10-12 | 2026-10-12 | ENTSOG | TYNDP 2024 Annex A - List of projects (Capacity Increments sheet; July 2024 edition) | https://tyndp2024.entsog.eu/downloads/ | 2024-07-03 | SOURCED | TYNDP maturity 'Less-Advanced'. Edition July 2024: check dates against operator plans.
Europe | Slovakia | gas_pipeline | Eastring - Slovakia [TRA-A-628] @ Eastring Cross-Border HU/EAR <> SK/EAR: Transmission Eastring Hungary (MGP) -> Transmission Eastring Slovakia | Eastring B.V. | pipeline | 617 | GWh/d |  | 1.9455 | PLANNED | 2026 | SOURCED_YEAR | 2026-10-12 | 2026-10-12 | ENTSOG | TYNDP 2024 Annex A - List of projects (Capacity Increments sheet; July 2024 edition) | https://tyndp2024.entsog.eu/downloads/ | 2024-07-03 | SOURCED | TYNDP maturity 'Advanced'. Edition July 2024: check dates against operator plans.
Europe | Slovakia | gas_pipeline | Eastring - Slovakia [TRA-A-628] @ Eastring Cross-Border HU/EAR <> SK/EAR: Transmission Eastring Hungary (MGP) -> Transmission Eastring Slovakia | Eastring B.V. | pipeline | 617 | GWh/d |  | 1.9455 | TARGET | 2031 | SOURCED_YEAR | 2026-10-12 | 2026-10-12 | ENTSOG | TYNDP 2024 Annex A - List of projects (Capacity Increments sheet; July 2024 edition) | https://tyndp2024.entsog.eu/downloads/ | 2024-07-03 | SOURCED | TYNDP maturity 'Less-Advanced'. Edition July 2024: check dates against operator plans.
Europe | Slovakia | gas_pipeline | Eastring - Slovakia [TRA-A-628] @ Eastring Cross-Border HU/EAR <> SK/EAR: Transmission Eastring Slovakia -> Transmission Eastring Hungary (MGP) | Eastring B.V. | pipeline | 617 | GWh/d |  | 1.9455 | PLANNED | 2026 | SOURCED_YEAR | 2026-10-12 | 2026-10-12 | ENTSOG | TYNDP 2024 Annex A - List of projects (Capacity Increments sheet; July 2024 edition) | https://tyndp2024.entsog.eu/downloads/ | 2024-07-03 | SOURCED | TYNDP maturity 'Advanced'. Edition July 2024: check dates against operator plans.
Europe | Slovakia | gas_pipeline | Eastring - Slovakia [TRA-A-628] @ Eastring Cross-Border HU/EAR <> SK/EAR: Transmission Eastring Slovakia -> Transmission Eastring Hungary (MGP) | Eastring B.V. | pipeline | 617 | GWh/d |  | 1.9455 | TARGET | 2031 | SOURCED_YEAR | 2026-10-12 | 2026-10-12 | ENTSOG | TYNDP 2024 Annex A - List of projects (Capacity Increments sheet; July 2024 edition) | https://tyndp2024.entsog.eu/downloads/ | 2024-07-03 | SOURCED | TYNDP maturity 'Less-Advanced'. Edition July 2024: check dates against operator plans.
Europe | Germany | gas_pipeline | HyPipe Bavaria – The Hydrogen Hub [H2T-A-642] @ Überackern ABG (AT) / Überackern (DE): Transmission Austria (CEGH) -> Transmission Germany (NCG) | bayernets GmbH | pipeline | -150 | GWh/d |  | -0.47296 | PLANNED | 2029 | SOURCED_YEAR | 2026-10-12 | 2026-10-12 | ENTSOG | TYNDP 2024 Annex A - List of projects (Capacity Increments sheet; July 2024 edition) | https://tyndp2024.entsog.eu/downloads/ | 2024-07-03 | SOURCED | GAS CAPACITY REMOVED (TYNDP 'natural gas decrement': hydrogen repurposing, assumes long-term gas capacity contracts are fulfilled). TYNDP maturity 'Advanced'. Edition July 2024: check dates against operator plans.
Europe | Germany | gas_pipeline | HyPipe Bavaria – The Hydrogen Hub [H2T-A-642] @ Überackern ABG (AT) / Überackern (DE): Transmission Germany (NCG) -> Transmission Austria (CEGH) | bayernets GmbH | pipeline | -150 | GWh/d |  | -0.47296 | PLANNED | 2029 | SOURCED_YEAR | 2026-10-12 | 2026-10-12 | ENTSOG | TYNDP 2024 Annex A - List of projects (Capacity Increments sheet; July 2024 edition) | https://tyndp2024.entsog.eu/downloads/ | 2024-07-03 | SOURCED | GAS CAPACITY REMOVED (TYNDP 'natural gas decrement': hydrogen repurposing, assumes long-term gas capacity contracts are fulfilled). TYNDP maturity 'Advanced'. Edition July 2024: check dates against operator plans.
Europe | Romania | gas_pipeline | Eastring - Romania [TRA-A-655] @ Eastring Cross-Border BG/EAR <> RO/EAR: Transmission Eastring Bulgaria -> Transmission Eastring Romania | SNTGN Transgaz S.A. | pipeline | 617 | GWh/d |  | 1.9455 | PLANNED | 2026 | SOURCED_YEAR | 2026-10-12 | 2026-10-12 | ENTSOG | TYNDP 2024 Annex A - List of projects (Capacity Increments sheet; July 2024 edition) | https://tyndp2024.entsog.eu/downloads/ | 2024-07-03 | SOURCED | TYNDP maturity 'Advanced'. Edition July 2024: check dates against operator plans.
Europe | Romania | gas_pipeline | Eastring - Romania [TRA-A-655] @ Eastring Cross-Border BG/EAR <> RO/EAR: Transmission Eastring Bulgaria -> Transmission Eastring Romania | SNTGN Transgaz S.A. | pipeline | 617 | GWh/d |  | 1.9455 | PLANNED | 2029 | SOURCED_YEAR | 2026-10-12 | 2026-10-12 | ENTSOG | TYNDP 2024 Annex A - List of projects (Capacity Increments sheet; July 2024 edition) | https://tyndp2024.entsog.eu/downloads/ | 2024-07-03 | SOURCED | TYNDP maturity 'Advanced'. Edition July 2024: check dates against operator plans.
Europe | Romania | gas_pipeline | Eastring - Romania [TRA-A-655] @ Eastring Cross-Border BG/EAR <> RO/EAR: Transmission Eastring Romania -> Transmission Eastring Bulgaria | SNTGN Transgaz S.A. | pipeline | 617 | GWh/d |  | 1.9455 | PLANNED | 2026 | SOURCED_YEAR | 2026-10-12 | 2026-10-12 | ENTSOG | TYNDP 2024 Annex A - List of projects (Capacity Increments sheet; July 2024 edition) | https://tyndp2024.entsog.eu/downloads/ | 2024-07-03 | SOURCED | TYNDP maturity 'Advanced'. Edition July 2024: check dates against operator plans.
Europe | Romania | gas_pipeline | Eastring - Romania [TRA-A-655] @ Eastring Cross-Border BG/EAR <> RO/EAR: Transmission Eastring Romania -> Transmission Eastring Bulgaria | SNTGN Transgaz S.A. | pipeline | 617 | GWh/d |  | 1.9455 | PLANNED | 2029 | SOURCED_YEAR | 2026-10-12 | 2026-10-12 | ENTSOG | TYNDP 2024 Annex A - List of projects (Capacity Increments sheet; July 2024 edition) | https://tyndp2024.entsog.eu/downloads/ | 2024-07-03 | SOURCED | TYNDP maturity 'Advanced'. Edition July 2024: check dates against operator plans.
Europe | Romania | gas_pipeline | Eastring - Romania [TRA-A-655] @ Eastring Cross-Border RO/EAR <> HU/EAR: Transmission Eastring Hungary (MGP) -> Transmission Eastring Romania | SNTGN Transgaz S.A. | pipeline | 617 | GWh/d |  | 1.9455 | PLANNED | 2025 | SOURCED_YEAR | 2026-10-12 | 2026-10-12 | ENTSOG | TYNDP 2024 Annex A - List of projects (Capacity Increments sheet; July 2024 edition) | https://tyndp2024.entsog.eu/downloads/ | 2024-07-03 | SOURCED | TYNDP maturity 'Advanced'. Edition July 2024: check dates against operator plans.
Europe | Romania | gas_pipeline | Eastring - Romania [TRA-A-655] @ Eastring Cross-Border RO/EAR <> HU/EAR: Transmission Eastring Hungary (MGP) -> Transmission Eastring Romania | SNTGN Transgaz S.A. | pipeline | 617 | GWh/d |  | 1.9455 | TARGET | 2030 | SOURCED_YEAR | 2026-10-12 | 2026-10-12 | ENTSOG | TYNDP 2024 Annex A - List of projects (Capacity Increments sheet; July 2024 edition) | https://tyndp2024.entsog.eu/downloads/ | 2024-07-03 | SOURCED | TYNDP maturity 'Less-Advanced'. Edition July 2024: check dates against operator plans.
Europe | Romania | gas_pipeline | Eastring - Romania [TRA-A-655] @ Eastring Cross-Border RO/EAR <> HU/EAR: Transmission Eastring Romania -> Transmission Eastring Hungary (MGP) | SNTGN Transgaz S.A. | pipeline | 617 | GWh/d |  | 1.9455 | PLANNED | 2025 | SOURCED_YEAR | 2026-10-12 | 2026-10-12 | ENTSOG | TYNDP 2024 Annex A - List of projects (Capacity Increments sheet; July 2024 edition) | https://tyndp2024.entsog.eu/downloads/ | 2024-07-03 | SOURCED | TYNDP maturity 'Advanced'. Edition July 2024: check dates against operator plans.
Europe | Romania | gas_pipeline | Eastring - Romania [TRA-A-655] @ Eastring Cross-Border RO/EAR <> HU/EAR: Transmission Eastring Romania -> Transmission Eastring Hungary (MGP) | SNTGN Transgaz S.A. | pipeline | 617 | GWh/d |  | 1.9455 | TARGET | 2030 | SOURCED_YEAR | 2026-10-12 | 2026-10-12 | ENTSOG | TYNDP 2024 Annex A - List of projects (Capacity Increments sheet; July 2024 edition) | https://tyndp2024.entsog.eu/downloads/ | 2024-07-03 | SOURCED | TYNDP maturity 'Less-Advanced'. Edition July 2024: check dates against operator plans.
Europe | Slovakia | gas_pipeline | Adjustment of existing eus pipeline SK-HU [RET-N-661] @ H2_IP_HU-SK: Transmission Hungary (HU Hydrogen) -> Transmission Slovakia (SK Hydrogen) (SK Center) | eustream, a.s. | pipeline | 100 | GWh/d |  | 0.31531 | TARGET | 2039 | SOURCED_YEAR | 2026-10-12 | 2026-10-12 | ENTSOG | TYNDP 2024 Annex A - List of projects (Capacity Increments sheet; July 2024 edition) | https://tyndp2024.entsog.eu/downloads/ | 2024-07-03 | SOURCED | TYNDP maturity 'Less-Advanced'. Edition July 2024: check dates against operator plans.
Europe | Slovakia | gas_pipeline | Adjustment of existing eus pipeline SK-HU [RET-N-661] @ H2_IP_HU-SK: Transmission Slovakia (SK Hydrogen) (SK Center) -> Transmission Hungary (HU Hydrogen) | eustream, a.s. | pipeline | 100 | GWh/d |  | 0.31531 | TARGET | 2039 | SOURCED_YEAR | 2026-10-12 | 2026-10-12 | ENTSOG | TYNDP 2024 Annex A - List of projects (Capacity Increments sheet; July 2024 edition) | https://tyndp2024.entsog.eu/downloads/ | 2024-07-03 | SOURCED | TYNDP maturity 'Less-Advanced'. Edition July 2024: check dates against operator plans.
Europe | Bulgaria | gas_pipeline | IGB 3to5 Expansion & H2 Upgrade (the Project) [TRA-N-670] @ Komotini-DESFA/ICGB (GR/BG): Transmission Greece (Komotini) -> Transmission Interconnector Greece-Bulgaria Bulgaria | ICGB a.d. | pipeline | 53.242 | GWh/d |  | 0.16788 | TARGET | 2026 | SOURCED_YEAR | 2026-10-12 | 2026-10-12 | ENTSOG | TYNDP 2024 Annex A - List of projects (Capacity Increments sheet; July 2024 edition) | https://tyndp2024.entsog.eu/downloads/ | 2024-07-03 | SOURCED | TYNDP maturity 'Less-Advanced'. Edition July 2024: check dates against operator plans.
Europe | Greece | gas_pipeline | Duplication of the High Pressure branch Karperi - Komotini [TRA-N-736] @ Komotini-DESFA/ICGB (GR/BG): Transmission Greece (Komotini) -> Transmission Interconnector Greece-Bulgaria Bulgaria | DESFA S.A. | pipeline | 60 | GWh/d |  | 0.18919 | TARGET | 2027 | SOURCED_YEAR | 2026-10-12 | 2026-10-12 | ENTSOG | TYNDP 2024 Annex A - List of projects (Capacity Increments sheet; July 2024 edition) | https://tyndp2024.entsog.eu/downloads/ | 2024-07-03 | SOURCED | TYNDP maturity 'Less-Advanced'. Edition July 2024: check dates against operator plans.
Europe | Germany | gas_pipeline | Alpine HyWay [H2T-N-740] @ (Modelling) Wallbach: Transmission Germany (NCG) -> Transmission Switzerland | Fluxys TENP GmbH | pipeline | -112.8 | GWh/d |  | -0.35567 | TARGET | 2039 | SOURCED_YEAR | 2026-10-12 | 2026-10-12 | ENTSOG | TYNDP 2024 Annex A - List of projects (Capacity Increments sheet; July 2024 edition) | https://tyndp2024.entsog.eu/downloads/ | 2024-07-03 | SOURCED | GAS CAPACITY REMOVED (TYNDP 'natural gas decrement': hydrogen repurposing, assumes long-term gas capacity contracts are fulfilled). TYNDP maturity 'Less-Advanced'. Edition July 2024: check dates against operator plans.
Europe | Austria | gas_pipeline | H2 Backbone WAG + Penta West [H2T-A-757] @ Oberkappel: Transmission Germany (NCG) -> Transmission Austria (CEGH) | Gas Connect Austria GmbH | pipeline | -47 | GWh/d |  | -0.1482 | PLANNED | 2029 | SOURCED_YEAR | 2026-10-12 | 2026-10-12 | ENTSOG | TYNDP 2024 Annex A - List of projects (Capacity Increments sheet; July 2024 edition) | https://tyndp2024.entsog.eu/downloads/ | 2024-07-03 | SOURCED | GAS CAPACITY REMOVED (TYNDP 'natural gas decrement': hydrogen repurposing, assumes long-term gas capacity contracts are fulfilled). TYNDP maturity 'Advanced'. Edition July 2024: check dates against operator plans.
Europe | Austria | gas_pipeline | H2 Backbone WAG + Penta West [H2T-A-757] @ Oberkappel: Transmission Austria (CEGH) -> Transmission Germany (NCG) | Gas Connect Austria GmbH | pipeline | -142 | GWh/d |  | -0.44774 | PLANNED | 2029 | SOURCED_YEAR | 2026-10-12 | 2026-10-12 | ENTSOG | TYNDP 2024 Annex A - List of projects (Capacity Increments sheet; July 2024 edition) | https://tyndp2024.entsog.eu/downloads/ | 2024-07-03 | SOURCED | GAS CAPACITY REMOVED (TYNDP 'natural gas decrement': hydrogen repurposing, assumes long-term gas capacity contracts are fulfilled). TYNDP maturity 'Advanced'. Edition July 2024: check dates against operator plans.
Europe | Austria | gas_pipeline | Entry Murfeld [TRA-N-766] @ Murfeld (AT) / Ceršak (SI): Transmission Slovenia -> Transmission Austria (CEGH) | Gas Connect Austria GmbH | pipeline | 166.5 | GWh/d |  | 0.52499 | TARGET | 2028 | SOURCED_YEAR | 2026-10-12 | 2026-10-12 | ENTSOG | TYNDP 2024 Annex A - List of projects (Capacity Increments sheet; July 2024 edition) | https://tyndp2024.entsog.eu/downloads/ | 2024-07-03 | SOURCED | TYNDP maturity 'Less-Advanced'. Edition July 2024: check dates against operator plans.
Europe | Germany | gas_pipeline | Capacity Expansion for the German LNG Terminals [TRA-A-786] @ (Modelling) DK <-> DE THE North: Transmission Denmark (Ellund) -> Transmission Germany (GASPOOL) | Gasunie Deutschland Transport Services GmbH | pipeline | 48.45 | GWh/d |  | 0.15277 | PLANNED | 2026 | SOURCED_YEAR | 2026-10-12 | 2026-10-12 | ENTSOG | TYNDP 2024 Annex A - List of projects (Capacity Increments sheet; July 2024 edition) | https://tyndp2024.entsog.eu/downloads/ | 2024-07-03 | SOURCED | TYNDP maturity 'Advanced'. Edition July 2024: check dates against operator plans.
Europe | Greece | gas_pipeline | TAP Expansion [TRA-A-810] @ Melendugno - IT / TAP: Transmission Trans-Adriatic Pipeline Albania -> Transmission Italy (PSV) (Southern Projects) | Trans-Adriatic Pipeline AG | pipeline | 30 | GWh/d |  | 0.094593 | PLANNED | 2025 | SOURCED_YEAR | 2026-10-12 | 2026-10-12 | ENTSOG | TYNDP 2024 Annex A - List of projects (Capacity Increments sheet; July 2024 edition) | https://tyndp2024.entsog.eu/downloads/ | 2024-07-03 | SOURCED | TYNDP maturity 'Advanced'. Edition July 2024: check dates against operator plans.
Europe | Greece | gas_pipeline | TAP Expansion [TRA-A-810] @ Melendugno - IT / TAP: Transmission Trans-Adriatic Pipeline Albania -> Transmission Italy (PSV) (Southern Projects) | Trans-Adriatic Pipeline AG | pipeline | 205 | GWh/d |  | 0.64639 | PLANNED | 2029 | SOURCED_YEAR | 2026-10-12 | 2026-10-12 | ENTSOG | TYNDP 2024 Annex A - List of projects (Capacity Increments sheet; July 2024 edition) | https://tyndp2024.entsog.eu/downloads/ | 2024-07-03 | SOURCED | TYNDP maturity 'Advanced'. Edition July 2024: check dates against operator plans.
Europe | Greece | gas_pipeline | TAP Expansion [TRA-A-810] @ Komotini - TAP / IGB: Transmission Trans-Adriatic Pipeline Greece -> Transmission Interconnector Greece-Bulgaria Bulgaria | Trans-Adriatic Pipeline AG | pipeline | 30 | GWh/d |  | 0.094593 | PLANNED | 2029 | SOURCED_YEAR | 2026-10-12 | 2026-10-12 | ENTSOG | TYNDP 2024 Annex A - List of projects (Capacity Increments sheet; July 2024 edition) | https://tyndp2024.entsog.eu/downloads/ | 2024-07-03 | SOURCED | TYNDP maturity 'Advanced'. Edition July 2024: check dates against operator plans.
Europe | Greece | gas_pipeline | TAP Expansion [TRA-A-810] @ Nea Mesimvria: Transmission Greece -> Transmission Trans-Adriatic Pipeline Greece | Trans-Adriatic Pipeline AG | pipeline | 5 | GWh/d |  | 0.015765 | PLANNED | 2025 | SOURCED_YEAR | 2026-10-12 | 2026-10-12 | ENTSOG | TYNDP 2024 Annex A - List of projects (Capacity Increments sheet; July 2024 edition) | https://tyndp2024.entsog.eu/downloads/ | 2024-07-03 | SOURCED | TYNDP maturity 'Advanced'. Edition July 2024: check dates against operator plans.
Europe | Greece | gas_pipeline | TAP Expansion [TRA-A-810] @ Nea Mesimvria: Transmission Greece -> Transmission Trans-Adriatic Pipeline Greece | Trans-Adriatic Pipeline AG | pipeline | 25 | GWh/d |  | 0.078827 | PLANNED | 2029 | SOURCED_YEAR | 2026-10-12 | 2026-10-12 | ENTSOG | TYNDP 2024 Annex A - List of projects (Capacity Increments sheet; July 2024 edition) | https://tyndp2024.entsog.eu/downloads/ | 2024-07-03 | SOURCED | TYNDP maturity 'Advanced'. Edition July 2024: check dates against operator plans.
Europe | Netherlands | gas_pipeline | Additional import at Oude StatenZijl area [TRA-F-873] @ (Modelling) VIP-TTF-THE-H: Transmission Netherlands (TTF) (fork NL DE) -> Transmission Netherlands (TTF) | Gasunie Transport Services B.V. | pipeline | 271.2 | GWh/d |  | 0.85512 | FID | 2027 | SOURCED_YEAR | 2026-10-12 | 2026-10-12 | ENTSOG | TYNDP 2024 Annex A - List of projects (Capacity Increments sheet; July 2024 edition) | https://tyndp2024.entsog.eu/downloads/ | 2024-07-03 | SOURCED | TYNDP maturity 'FID'. Edition July 2024: check dates against operator plans.
Europe | Netherlands | gas_pipeline | Additional import at Oude StatenZijl area [TRA-F-873] @ (Modelling) VIP-TTF-THE-H: Transmission Netherlands (TTF) -> Transmission Netherlands (TTF) (fork NL DE) | Gasunie Transport Services B.V. | pipeline | 271.2 | GWh/d |  | 0.85512 | FID | 2027 | SOURCED_YEAR | 2026-10-12 | 2026-10-12 | ENTSOG | TYNDP 2024 Annex A - List of projects (Capacity Increments sheet; July 2024 edition) | https://tyndp2024.entsog.eu/downloads/ | 2024-07-03 | SOURCED | TYNDP maturity 'FID'. Edition July 2024: check dates against operator plans.
Europe | Romania | gas_pipeline | Upgrading GMS Isaccea 3 and GMS Negru Voda 3 [TRA-N-888] @ (Modelling) Negru Voda Aggregated: Transmission Bulgaria (NGTS) -> Transmission Romania | SNTGN Transgaz S.A. | pipeline | 271.1 | GWh/d |  | 0.8548 | TARGET | 2028 | SOURCED_YEAR | 2026-10-12 | 2026-10-12 | ENTSOG | TYNDP 2024 Annex A - List of projects (Capacity Increments sheet; July 2024 edition) | https://tyndp2024.entsog.eu/downloads/ | 2024-07-03 | SOURCED | TYNDP maturity 'Less-Advanced'. Edition July 2024: check dates against operator plans.
Europe | Austria | gas_pipeline | TAG Reverse Flow [TRA-N-954] @ Tarvisio (IT) / Arnoldstein (AT): Transmission Italy (PSV) (Italy Northern Export Fork) -> Transmission Austria (CEGH) | TAG GmbH | pipeline | 166.5 | GWh/d |  | 0.52499 | TARGET | 2026 | SOURCED_YEAR | 2026-10-12 | 2026-10-12 | ENTSOG | TYNDP 2024 Annex A - List of projects (Capacity Increments sheet; July 2024 edition) | https://tyndp2024.entsog.eu/downloads/ | 2024-07-03 | SOURCED | TYNDP maturity 'Less-Advanced'. Edition July 2024: check dates against operator plans.
Europe | Romania | gas_pipeline | Further enlargement of the BG—RO—HU—AT transmission corridor (BRUA) phase 3 [TRA-N-959] @ Csanadpalota 2: Transmission Hungary (MGP) -> Transmission Romania | SNTGN Transgaz S.A. | pipeline | 128.73 | GWh/d |  | 0.4059 | TARGET | 2027 | SOURCED_YEAR | 2026-10-12 | 2026-10-12 | ENTSOG | TYNDP 2024 Annex A - List of projects (Capacity Increments sheet; July 2024 edition) | https://tyndp2024.entsog.eu/downloads/ | 2024-07-03 | SOURCED | TYNDP maturity 'Less-Advanced'. Edition July 2024: check dates against operator plans.
Europe | Romania | gas_pipeline | Further enlargement of the BG—RO—HU—AT transmission corridor (BRUA) phase 3 [TRA-N-959] @ Csanadpalota 2: Transmission Romania -> Transmission Hungary (MGP) | SNTGN Transgaz S.A. | pipeline | 128.73 | GWh/d |  | 0.4059 | TARGET | 2027 | SOURCED_YEAR | 2026-10-12 | 2026-10-12 | ENTSOG | TYNDP 2024 Annex A - List of projects (Capacity Increments sheet; July 2024 edition) | https://tyndp2024.entsog.eu/downloads/ | 2024-07-03 | SOURCED | TYNDP maturity 'Less-Advanced'. Edition July 2024: check dates against operator plans.
Europe | Greece | gas_pipeline | Booster Compressor Station for TAP in Nea Messimvria [TRA-F-971] @ Nea Mesimvria: Transmission Greece -> Transmission Trans-Adriatic Pipeline Greece | DESFA S.A. | pipeline | 5 | GWh/d |  | 0.015765 | FID | 2025 | SOURCED_YEAR | 2026-10-12 | 2026-10-12 | ENTSOG | TYNDP 2024 Annex A - List of projects (Capacity Increments sheet; July 2024 edition) | https://tyndp2024.entsog.eu/downloads/ | 2024-07-03 | SOURCED | TYNDP maturity 'FID'. Edition July 2024: check dates against operator plans.
Europe | Greece | gas_pipeline | Booster Compressor Station for TAP in Nea Messimvria [TRA-F-971] @ Nea Mesimvria: Transmission Greece -> Transmission Trans-Adriatic Pipeline Greece | DESFA S.A. | pipeline | 25 | GWh/d |  | 0.078827 | FID | 2028 | SOURCED_YEAR | 2026-10-12 | 2026-10-12 | ENTSOG | TYNDP 2024 Annex A - List of projects (Capacity Increments sheet; July 2024 edition) | https://tyndp2024.entsog.eu/downloads/ | 2024-07-03 | SOURCED | TYNDP maturity 'FID'. Edition July 2024: check dates against operator plans.
Europe | Greece | gas_pipeline | Smartening up the existing GR gas transmission network-SmartSwitch project [RET-N-973] @ Kulata (BG) / Sidirokastron (GR): Transmission Bulgaria (NGTS) -> Transmission Greece | DESFA S.A. | pipeline | -11.726 | GWh/d |  | -0.036973 | TARGET | 2027 | SOURCED_YEAR | 2026-10-12 | 2026-10-12 | ENTSOG | TYNDP 2024 Annex A - List of projects (Capacity Increments sheet; July 2024 edition) | https://tyndp2024.entsog.eu/downloads/ | 2024-07-03 | SOURCED | Capacity decrement at the point. TYNDP maturity 'Less-Advanced'. Edition July 2024: check dates against operator plans.
Europe | Greece | gas_pipeline | Smartening up the existing GR gas transmission network-SmartSwitch project [RET-N-973] @ Kulata (BG) / Sidirokastron (GR): Transmission Greece -> Transmission Bulgaria (NGTS) | DESFA S.A. | pipeline | -6.48 | GWh/d |  | -0.020432 | TARGET | 2027 | SOURCED_YEAR | 2026-10-12 | 2026-10-12 | ENTSOG | TYNDP 2024 Annex A - List of projects (Capacity Increments sheet; July 2024 edition) | https://tyndp2024.entsog.eu/downloads/ | 2024-07-03 | SOURCED | Capacity decrement at the point. TYNDP maturity 'Less-Advanced'. Edition July 2024: check dates against operator plans.
Europe | Austria | gas_pipeline | H2 Readiness of the TAG pipeline system [H2T-A-986] @ Tarvisio (IT) / Arnoldstein (AT): Transmission Austria (CEGH) -> Transmission Italy (PSV) (Italy Northern Export Fork) | TAG GmbH | pipeline | -216 | GWh/d |  | -0.68107 | PLANNED | 2028 | SOURCED_YEAR | 2026-10-12 | 2026-10-12 | ENTSOG | TYNDP 2024 Annex A - List of projects (Capacity Increments sheet; July 2024 edition) | https://tyndp2024.entsog.eu/downloads/ | 2024-07-03 | SOURCED | GAS CAPACITY REMOVED (TYNDP 'natural gas decrement': hydrogen repurposing, assumes long-term gas capacity contracts are fulfilled). TYNDP maturity 'Advanced'. Edition July 2024: check dates against operator plans.
Europe | Czechia | gas_pipeline | Czech H2 Backbone SOUTH [H2T-A-990] @ Lanžhot **: Transmission Slovakia -> Transmission Czech Republic (VOB) | NET4GAS, s.r.o. | pipeline | -565.4 | GWh/d |  | -1.7828 | PLANNED | 2029 | SOURCED_YEAR | 2026-10-12 | 2026-10-12 | ENTSOG | TYNDP 2024 Annex A - List of projects (Capacity Increments sheet; July 2024 edition) | https://tyndp2024.entsog.eu/downloads/ | 2024-07-03 | SOURCED | GAS CAPACITY REMOVED (TYNDP 'natural gas decrement': hydrogen repurposing, assumes long-term gas capacity contracts are fulfilled). TYNDP maturity 'Advanced'. Edition July 2024: check dates against operator plans.
Europe | Czechia | gas_pipeline | Czech H2 Backbone SOUTH [H2T-A-990] @ Lanžhot **: Transmission Czech Republic (VOB) -> Transmission Slovakia | NET4GAS, s.r.o. | pipeline | -231.4 | GWh/d |  | -0.72963 | PLANNED | 2029 | SOURCED_YEAR | 2026-10-12 | 2026-10-12 | ENTSOG | TYNDP 2024 Annex A - List of projects (Capacity Increments sheet; July 2024 edition) | https://tyndp2024.entsog.eu/downloads/ | 2024-07-03 | SOURCED | GAS CAPACITY REMOVED (TYNDP 'natural gas decrement': hydrogen repurposing, assumes long-term gas capacity contracts are fulfilled). TYNDP maturity 'Advanced'. Edition July 2024: check dates against operator plans.
Europe | Czechia | gas_pipeline | Czech H2 Backbone SOUTH [H2T-A-990] @ VIP Waidhaus **: Transmission Germany (NCG) -> Transmission Czech Republic (VOB) | NET4GAS, s.r.o. | pipeline | -120 | GWh/d |  | -0.37837 | PLANNED | 2029 | SOURCED_YEAR | 2026-10-12 | 2026-10-12 | ENTSOG | TYNDP 2024 Annex A - List of projects (Capacity Increments sheet; July 2024 edition) | https://tyndp2024.entsog.eu/downloads/ | 2024-07-03 | SOURCED | GAS CAPACITY REMOVED (TYNDP 'natural gas decrement': hydrogen repurposing, assumes long-term gas capacity contracts are fulfilled). TYNDP maturity 'Advanced'. Edition July 2024: check dates against operator plans.
Europe | Czechia | gas_pipeline | Czech H2 Backbone SOUTH [H2T-A-990] @ VIP Waidhaus **: Transmission Czech Republic (VOB) -> Transmission Germany (NCG) | NET4GAS, s.r.o. | pipeline | -351.5 | GWh/d |  | -1.1083 | PLANNED | 2029 | SOURCED_YEAR | 2026-10-12 | 2026-10-12 | ENTSOG | TYNDP 2024 Annex A - List of projects (Capacity Increments sheet; July 2024 edition) | https://tyndp2024.entsog.eu/downloads/ | 2024-07-03 | SOURCED | GAS CAPACITY REMOVED (TYNDP 'natural gas decrement': hydrogen repurposing, assumes long-term gas capacity contracts are fulfilled). TYNDP maturity 'Advanced'. Edition July 2024: check dates against operator plans.
Europe | Germany | gas_pipeline | Danish-German Hydrogen Network; German Part - HyPerLink Phase III [H2T-A-1001] @ (Modelling) DK <-> DE THE North: Transmission Denmark (Ellund) -> Transmission Germany (GASPOOL) | Gasunie Deutschland Transport Services GmbH | pipeline | -24 | GWh/d |  | -0.075674 | PLANNED | 2028 | SOURCED_YEAR | 2026-10-12 | 2026-10-12 | ENTSOG | TYNDP 2024 Annex A - List of projects (Capacity Increments sheet; July 2024 edition) | https://tyndp2024.entsog.eu/downloads/ | 2024-07-03 | SOURCED | GAS CAPACITY REMOVED (TYNDP 'natural gas decrement': hydrogen repurposing, assumes long-term gas capacity contracts are fulfilled). TYNDP maturity 'Advanced'. Edition July 2024: check dates against operator plans.
Europe | Germany | gas_pipeline | Danish-German Hydrogen Network; German Part - HyPerLink Phase III [H2T-A-1001] @ (Modelling) DK <-> DE THE North: Transmission Germany (GASPOOL) -> Transmission Denmark (Ellund) | Gasunie Deutschland Transport Services GmbH | pipeline | -65.2 | GWh/d |  | -0.20558 | PLANNED | 2028 | SOURCED_YEAR | 2026-10-12 | 2026-10-12 | ENTSOG | TYNDP 2024 Annex A - List of projects (Capacity Increments sheet; July 2024 edition) | https://tyndp2024.entsog.eu/downloads/ | 2024-07-03 | SOURCED | GAS CAPACITY REMOVED (TYNDP 'natural gas decrement': hydrogen repurposing, assumes long-term gas capacity contracts are fulfilled). TYNDP maturity 'Advanced'. Edition July 2024: check dates against operator plans.
Europe | Czechia | gas_pipeline | Czech-Polish Gas Interconnection Bezměrov (CZ) – Hať (CZ/PL Border) [TRA-A-1009] @ Hať: Transmission Poland (VTP - GAZ-SYSTEM) -> Transmission Czech Republic (VOB) | NET4GAS, s.r.o. | pipeline | 31 | GWh/d |  | 0.097746 | PLANNED | 2027 | SOURCED_YEAR | 2026-10-12 | 2026-10-12 | ENTSOG | TYNDP 2024 Annex A - List of projects (Capacity Increments sheet; July 2024 edition) | https://tyndp2024.entsog.eu/downloads/ | 2024-07-03 | SOURCED | TYNDP maturity 'Advanced'. Edition July 2024: check dates against operator plans.
Europe | Czechia | gas_pipeline | Czech-Polish Gas Interconnection Bezměrov (CZ) – Hať (CZ/PL Border) [TRA-A-1009] @ Hať: Transmission Czech Republic (VOB) -> Transmission Poland (VTP - GAZ-SYSTEM) | NET4GAS, s.r.o. | pipeline | 31 | GWh/d |  | 0.097746 | PLANNED | 2027 | SOURCED_YEAR | 2026-10-12 | 2026-10-12 | ENTSOG | TYNDP 2024 Annex A - List of projects (Capacity Increments sheet; July 2024 edition) | https://tyndp2024.entsog.eu/downloads/ | 2024-07-03 | SOURCED | TYNDP maturity 'Advanced'. Edition July 2024: check dates against operator plans.
Europe | Czechia | gas_pipeline | Czech H2 Backbone WEST [H2T-A-1034] @ VIP Waidhaus **: Transmission Czech Republic (VOB) -> Transmission Germany (NCG) | NET4GAS, s.r.o. | pipeline | -319.5 | GWh/d |  | -1.0074 | PLANNED | 2029 | SOURCED_YEAR | 2026-10-12 | 2026-10-12 | ENTSOG | TYNDP 2024 Annex A - List of projects (Capacity Increments sheet; July 2024 edition) | https://tyndp2024.entsog.eu/downloads/ | 2024-07-03 | SOURCED | GAS CAPACITY REMOVED (TYNDP 'natural gas decrement': hydrogen repurposing, assumes long-term gas capacity contracts are fulfilled). TYNDP maturity 'Advanced'. Edition July 2024: check dates against operator plans.
Europe | Czechia | gas_pipeline | Czech H2 Backbone WEST [H2T-A-1034] @ VIP Brandov (N4G) **: Transmission Czech Republic (VOB) (Brandov) -> Transmission Czech Republic (VOB) | NET4GAS, s.r.o. | pipeline | -902.3 | GWh/d |  | -2.845 | PLANNED | 2029 | SOURCED_YEAR | 2026-10-12 | 2026-10-12 | ENTSOG | TYNDP 2024 Annex A - List of projects (Capacity Increments sheet; July 2024 edition) | https://tyndp2024.entsog.eu/downloads/ | 2024-07-03 | SOURCED | GAS CAPACITY REMOVED (TYNDP 'natural gas decrement': hydrogen repurposing, assumes long-term gas capacity contracts are fulfilled). TYNDP maturity 'Advanced'. Edition July 2024: check dates against operator plans.
Europe | France | gas_pipeline | Franco-Belgian H2 corridor [H2T-A-1035] @ (Modelling) Blaregnies (BE) / Taisnières (H) (FR) (Segeo/Troll): Transmission Belgium (H-Zone) -> Transmission France (NS1) | GRTgaz | pipeline | -45 | GWh/d |  | -0.14189 | TARGET | 2030 | SOURCED_YEAR | 2026-10-12 | 2026-10-12 | ENTSOG | TYNDP 2024 Annex A - List of projects (Capacity Increments sheet; July 2024 edition) | https://tyndp2024.entsog.eu/downloads/ | 2024-07-03 | SOURCED | GAS CAPACITY REMOVED (TYNDP 'natural gas decrement': hydrogen repurposing, assumes long-term gas capacity contracts are fulfilled). TYNDP maturity 'Less-Advanced'. Edition July 2024: check dates against operator plans.
Europe | Croatia | gas_pipeline | LNG Evacuation Pipeline Kozarac-Slobodnica [TRA-N-1058] @ Dravaszerdahely: Transmission Hungary (MGP) -> Transmission Croatia | Plinacro Ltd | pipeline | 91 | GWh/d |  | 0.28693 | TARGET | 2030 | SOURCED_YEAR | 2026-10-12 | 2026-10-12 | ENTSOG | TYNDP 2024 Annex A - List of projects (Capacity Increments sheet; July 2024 edition) | https://tyndp2024.entsog.eu/downloads/ | 2024-07-03 | SOURCED | TYNDP maturity 'Less-Advanced'. Edition July 2024: check dates against operator plans.
Europe | Croatia | gas_pipeline | LNG Evacuation Pipeline Kozarac-Slobodnica [TRA-N-1058] @ Dravaszerdahely: Transmission Croatia -> Transmission Hungary (MGP) | Plinacro Ltd | pipeline | 66 | GWh/d |  | 0.2081 | TARGET | 2030 | SOURCED_YEAR | 2026-10-12 | 2026-10-12 | ENTSOG | TYNDP 2024 Annex A - List of projects (Capacity Increments sheet; July 2024 edition) | https://tyndp2024.entsog.eu/downloads/ | 2024-07-03 | SOURCED | TYNDP maturity 'Less-Advanced'. Edition July 2024: check dates against operator plans.
Europe | Italy | gas_pipeline | Export to Malta [TRA-N-1063] @ Gela (Italy) SRG-MTGP (Malta) Interconnection Point: Transmission Italy (PSV) (Italy Southern Import Fork) -> Transmission Malta | Snam Rete Gas S.p.A. | pipeline | 54 | GWh/d |  | 0.17027 | TARGET | 2028 | SOURCED_YEAR | 2026-10-12 | 2026-10-12 | ENTSOG | TYNDP 2024 Annex A - List of projects (Capacity Increments sheet; July 2024 edition) | https://tyndp2024.entsog.eu/downloads/ | 2024-07-03 | SOURCED | TYNDP maturity 'Less-Advanced'. Edition July 2024: check dates against operator plans.
Europe | Germany | gas_pipeline | TENP Security of Supply plus [TRA-F-1095] @ (Modelling) Wallbach: Transmission Germany (NCG) -> Transmission Switzerland | Fluxys TENP GmbH | pipeline | 69.6 | GWh/d |  | 0.21946 | FID | 2025 | SOURCED_YEAR | 2026-10-12 | 2026-10-12 | ENTSOG | TYNDP 2024 Annex A - List of projects (Capacity Increments sheet; July 2024 edition) | https://tyndp2024.entsog.eu/downloads/ | 2024-07-03 | SOURCED | TYNDP maturity 'FID'. Edition July 2024: check dates against operator plans.
Europe | Bulgaria | gas_pipeline | Capacity increase from Bulgaria to Romania (Rupcha-Vetrino Looping) [TRA-N-1124] @ (Modelling) Negru Voda Aggregated: Transmission Bulgaria (NGTS) -> Transmission Romania | Bulgartransgaz EAD | pipeline | 137.15 | GWh/d |  | 0.43245 | TARGET | 2027 | SOURCED_YEAR | 2026-10-12 | 2026-10-12 | ENTSOG | TYNDP 2024 Annex A - List of projects (Capacity Increments sheet; July 2024 edition) | https://tyndp2024.entsog.eu/downloads/ | 2024-07-03 | SOURCED | TYNDP maturity 'Less-Advanced'. Edition July 2024: check dates against operator plans.
Europe | Greece | gas_pipeline | Reinforcement of NNGTS - South section [TRA-N-1131] @ Kulata (BG) / Sidirokastron (GR): Transmission Greece -> Transmission Bulgaria (NGTS) | DESFA S.A. | pipeline | 35.4 | GWh/d |  | 0.11162 | TARGET | 2027 | SOURCED_YEAR | 2026-10-12 | 2026-10-12 | ENTSOG | TYNDP 2024 Annex A - List of projects (Capacity Increments sheet; July 2024 edition) | https://tyndp2024.entsog.eu/downloads/ | 2024-07-03 | SOURCED | TYNDP maturity 'Less-Advanced'. Edition July 2024: check dates against operator plans.
Europe | Greece | gas_pipeline | Reinforcement of NNGTS - South section [TRA-N-1131] @ Kulata (BG) / Sidirokastron (GR): Transmission Greece -> Transmission Bulgaria (NGTS) | DESFA S.A. | pipeline | 68 | GWh/d |  | 0.21441 | TARGET | 2028 | SOURCED_YEAR | 2026-10-12 | 2026-10-12 | ENTSOG | TYNDP 2024 Annex A - List of projects (Capacity Increments sheet; July 2024 edition) | https://tyndp2024.entsog.eu/downloads/ | 2024-07-03 | SOURCED | TYNDP maturity 'Less-Advanced'. Edition July 2024: check dates against operator plans.
Europe | Bulgaria | gas_pipeline | Technical capacity increase of gas transmission from GR to BG [TRA-N-1140] @ Kulata (BG) / Sidirokastron (GR): Transmission Greece -> Transmission Bulgaria (NGTS) | Bulgartransgaz EAD | pipeline | 35.4 | GWh/d |  | 0.11162 | TARGET | 2026 | SOURCED_YEAR | 2026-10-12 | 2026-10-12 | ENTSOG | TYNDP 2024 Annex A - List of projects (Capacity Increments sheet; July 2024 edition) | https://tyndp2024.entsog.eu/downloads/ | 2024-07-03 | SOURCED | TYNDP maturity 'Less-Advanced'. Edition July 2024: check dates against operator plans.
Europe | Bulgaria | gas_pipeline | Technical capacity increase of gas transmission from GR to BG [TRA-N-1140] @ Kulata (BG) / Sidirokastron (GR): Transmission Greece -> Transmission Bulgaria (NGTS) | Bulgartransgaz EAD | pipeline | 69 | GWh/d |  | 0.21756 | TARGET | 2029 | SOURCED_YEAR | 2026-10-12 | 2026-10-12 | ENTSOG | TYNDP 2024 Annex A - List of projects (Capacity Increments sheet; July 2024 edition) | https://tyndp2024.entsog.eu/downloads/ | 2024-07-03 | SOURCED | TYNDP maturity 'Less-Advanced'. Edition July 2024: check dates against operator plans.
Europe | Poland | gas_pipeline | Czech-Polish Gas Interconnection - PL section [TRA-A-1141] @ Hať: Transmission Czech Republic (VOB) -> Transmission Poland (VTP - GAZ-SYSTEM) | GAZ-SYSTEM S.A. | pipeline | 31 | GWh/d |  | 0.097746 | PLANNED | 2028 | SOURCED_YEAR | 2026-10-12 | 2026-10-12 | ENTSOG | TYNDP 2024 Annex A - List of projects (Capacity Increments sheet; July 2024 edition) | https://tyndp2024.entsog.eu/downloads/ | 2024-07-03 | SOURCED | TYNDP maturity 'Advanced'. Edition July 2024: check dates against operator plans.
Europe | Poland | gas_pipeline | Czech-Polish Gas Interconnection - PL section [TRA-A-1141] @ Hať: Transmission Poland (VTP - GAZ-SYSTEM) -> Transmission Czech Republic (VOB) | GAZ-SYSTEM S.A. | pipeline | 31 | GWh/d |  | 0.097746 | PLANNED | 2028 | SOURCED_YEAR | 2026-10-12 | 2026-10-12 | ENTSOG | TYNDP 2024 Annex A - List of projects (Capacity Increments sheet; July 2024 edition) | https://tyndp2024.entsog.eu/downloads/ | 2024-07-03 | SOURCED | TYNDP maturity 'Advanced'. Edition July 2024: check dates against operator plans.
Europe | Slovakia | gas_pipeline | Capacity intensification of the Poland – Slovak Interconnector [TRA-N-1143] @ Vyrava: Transmission Poland (VTP - GAZ-SYSTEM) -> Transmission Slovakia | eustream, a.s. | pipeline | 168 | GWh/d |  | 0.52972 | TARGET | 2027 | SOURCED_YEAR | 2026-10-12 | 2026-10-12 | ENTSOG | TYNDP 2024 Annex A - List of projects (Capacity Increments sheet; July 2024 edition) | https://tyndp2024.entsog.eu/downloads/ | 2024-07-03 | SOURCED | TYNDP maturity 'Less-Advanced'. Edition July 2024: check dates against operator plans.
Europe | Slovakia | gas_pipeline | Capacity intensification of the Poland – Slovak Interconnector [TRA-N-1143] @ Vyrava: Transmission Slovakia -> Transmission Poland (VTP - GAZ-SYSTEM) | eustream, a.s. | pipeline | 142 | GWh/d |  | 0.44774 | TARGET | 2028 | SOURCED_YEAR | 2026-10-12 | 2026-10-12 | ENTSOG | TYNDP 2024 Annex A - List of projects (Capacity Increments sheet; July 2024 edition) | https://tyndp2024.entsog.eu/downloads/ | 2024-07-03 | SOURCED | TYNDP maturity 'Less-Advanced'. Edition July 2024: check dates against operator plans.
Europe | Italy | gas_pipeline | Export enhancements phase 1 [TRA-F-1145] @ Tarvisio (IT) / Arnoldstein (AT): Transmission Italy (PSV) (Italy Northern Export Fork) -> Transmission Austria (CEGH) | Snam Rete Gas S.p.A. | pipeline | 174 | GWh/d |  | 0.54864 | FID | 2026 | SOURCED_YEAR | 2026-10-12 | 2026-10-12 | ENTSOG | TYNDP 2024 Annex A - List of projects (Capacity Increments sheet; July 2024 edition) | https://tyndp2024.entsog.eu/downloads/ | 2024-07-03 | SOURCED | TYNDP maturity 'FID'. Edition July 2024: check dates against operator plans.
Europe | Croatia | gas_pipeline | Gas system retrofitting for 100% H2 future capability [RET-N-1155] @ Dravaszerdahely: Transmission Hungary (MGP) -> Transmission Croatia | Plinacro Ltd | pipeline | -6.46 | GWh/d |  | -0.020369 | TARGET | 2030 | SOURCED_YEAR | 2026-10-12 | 2026-10-12 | ENTSOG | TYNDP 2024 Annex A - List of projects (Capacity Increments sheet; July 2024 edition) | https://tyndp2024.entsog.eu/downloads/ | 2024-07-03 | SOURCED | Capacity decrement at the point. TYNDP maturity 'Less-Advanced'. Edition July 2024: check dates against operator plans.
Europe | Croatia | gas_pipeline | Gas system retrofitting for 100% H2 future capability [RET-N-1155] @ Dravaszerdahely: Transmission Croatia -> Transmission Hungary (MGP) | Plinacro Ltd | pipeline | -6.46 | GWh/d |  | -0.020369 | TARGET | 2030 | SOURCED_YEAR | 2026-10-12 | 2026-10-12 | ENTSOG | TYNDP 2024 Annex A - List of projects (Capacity Increments sheet; July 2024 edition) | https://tyndp2024.entsog.eu/downloads/ | 2024-07-03 | SOURCED | Capacity decrement at the point. TYNDP maturity 'Less-Advanced'. Edition July 2024: check dates against operator plans.
Europe | Croatia | gas_pipeline | Gas system retrofitting for 100% H2 future capability [RET-N-1155] @ Rogatec: Transmission Slovenia -> Transmission Croatia | Plinacro Ltd | pipeline | -20.25 | GWh/d |  | -0.06385 | TARGET | 2030 | SOURCED_YEAR | 2026-10-12 | 2026-10-12 | ENTSOG | TYNDP 2024 Annex A - List of projects (Capacity Increments sheet; July 2024 edition) | https://tyndp2024.entsog.eu/downloads/ | 2024-07-03 | SOURCED | Capacity decrement at the point. TYNDP maturity 'Less-Advanced'. Edition July 2024: check dates against operator plans.
Europe | Croatia | gas_pipeline | Gas system retrofitting for 100% H2 future capability [RET-N-1155] @ Rogatec: Transmission Croatia -> Transmission Slovenia | Plinacro Ltd | pipeline | -20.25 | GWh/d |  | -0.06385 | TARGET | 2030 | SOURCED_YEAR | 2026-10-12 | 2026-10-12 | ENTSOG | TYNDP 2024 Annex A - List of projects (Capacity Increments sheet; July 2024 edition) | https://tyndp2024.entsog.eu/downloads/ | 2024-07-03 | SOURCED | Capacity decrement at the point. TYNDP maturity 'Less-Advanced'. Edition July 2024: check dates against operator plans.
Europe | Croatia | gas_pipeline | Gas system retrofitting for 100% H2 future capability [RET-N-1155] @ H2_IP_HR-HU: Transmission Hungary (HU Hydrogen) -> Transmission Croatia (HR Hydrogen) | Plinacro Ltd | pipeline | 5.17 | GWh/d |  | 0.016302 | TARGET | 2030 | SOURCED_YEAR | 2026-10-12 | 2026-10-12 | ENTSOG | TYNDP 2024 Annex A - List of projects (Capacity Increments sheet; July 2024 edition) | https://tyndp2024.entsog.eu/downloads/ | 2024-07-03 | SOURCED | TYNDP maturity 'Less-Advanced'. Edition July 2024: check dates against operator plans.
Europe | Croatia | gas_pipeline | Gas system retrofitting for 100% H2 future capability [RET-N-1155] @ H2_IP_HR-HU: Transmission Croatia (HR Hydrogen) -> Transmission Hungary (HU Hydrogen) | Plinacro Ltd | pipeline | 5.17 | GWh/d |  | 0.016302 | TARGET | 2030 | SOURCED_YEAR | 2026-10-12 | 2026-10-12 | ENTSOG | TYNDP 2024 Annex A - List of projects (Capacity Increments sheet; July 2024 edition) | https://tyndp2024.entsog.eu/downloads/ | 2024-07-03 | SOURCED | TYNDP maturity 'Less-Advanced'. Edition July 2024: check dates against operator plans.
Europe | Croatia | gas_pipeline | Gas system retrofitting for 100% H2 future capability [RET-N-1155] @ H2_IP_HR-SI: Transmission Slovenia (SI Hydrogen) -> Transmission Croatia (HR Hydrogen) | Plinacro Ltd | pipeline | 16.2 | GWh/d |  | 0.05108 | TARGET | 2030 | SOURCED_YEAR | 2026-10-12 | 2026-10-12 | ENTSOG | TYNDP 2024 Annex A - List of projects (Capacity Increments sheet; July 2024 edition) | https://tyndp2024.entsog.eu/downloads/ | 2024-07-03 | SOURCED | TYNDP maturity 'Less-Advanced'. Edition July 2024: check dates against operator plans.
Europe | Croatia | gas_pipeline | Gas system retrofitting for 100% H2 future capability [RET-N-1155] @ H2_IP_HR-SI: Transmission Croatia (HR Hydrogen) -> Transmission Slovenia (SI Hydrogen) | Plinacro Ltd | pipeline | 16.2 | GWh/d |  | 0.05108 | TARGET | 2030 | SOURCED_YEAR | 2026-10-12 | 2026-10-12 | ENTSOG | TYNDP 2024 Annex A - List of projects (Capacity Increments sheet; July 2024 edition) | https://tyndp2024.entsog.eu/downloads/ | 2024-07-03 | SOURCED | TYNDP maturity 'Less-Advanced'. Edition July 2024: check dates against operator plans.
Europe | Italy | gas_pipeline | Matagiola - Massafra pipeline [TRA-N-1195] @ Melendugno - IT / TAP: Transmission Trans-Adriatic Pipeline Albania -> Transmission Italy (PSV) (Southern Projects) | Snam Rete Gas S.p.A. | pipeline | 100 | GWh/d |  | 0.31531 | TARGET | 2030 | SOURCED_YEAR | 2026-10-12 | 2026-10-12 | ENTSOG | TYNDP 2024 Annex A - List of projects (Capacity Increments sheet; July 2024 edition) | https://tyndp2024.entsog.eu/downloads/ | 2024-07-03 | SOURCED | TYNDP maturity 'Less-Advanced'. Edition July 2024: check dates against operator plans.
Europe | Slovakia | gas_pipeline | Firm transmission capacity increase at the IP Veľké Zlievce [TRA-N-1235] @ Balassagyarmat (HU) / Velké Zlievce (SK): Transmission Hungary (MGP) -> Transmission Slovakia | eustream, a.s. | pipeline | 102.2 | GWh/d |  | 0.32225 | TARGET | 2026 | SOURCED_YEAR | 2026-10-12 | 2026-10-12 | ENTSOG | TYNDP 2024 Annex A - List of projects (Capacity Increments sheet; July 2024 edition) | https://tyndp2024.entsog.eu/downloads/ | 2024-07-03 | SOURCED | TYNDP maturity 'Less-Advanced'. Edition July 2024: check dates against operator plans.
Europe | Slovakia | gas_pipeline | Firm transmission capacity increase at the IP Veľké Zlievce [TRA-N-1235] @ Balassagyarmat (HU) / Velké Zlievce (SK): Transmission Slovakia -> Transmission Hungary (MGP) | eustream, a.s. | pipeline | 25.4 | GWh/d |  | 0.080089 | TARGET | 2026 | SOURCED_YEAR | 2026-10-12 | 2026-10-12 | ENTSOG | TYNDP 2024 Annex A - List of projects (Capacity Increments sheet; July 2024 edition) | https://tyndp2024.entsog.eu/downloads/ | 2024-07-03 | SOURCED | TYNDP maturity 'Less-Advanced'. Edition July 2024: check dates against operator plans.
Europe | Denmark | gas_pipeline | DK Hydrogen Pipeline, West DK Hydrogen System [H2T-A-1236] @ VIP DK-THE: Transmission Denmark (Ellund) -> Transmission Denmark | Energinet | pipeline | -71 | GWh/d |  | -0.22387 | PLANNED | 2028 | SOURCED_YEAR | 2026-10-12 | 2026-10-12 | ENTSOG | TYNDP 2024 Annex A - List of projects (Capacity Increments sheet; July 2024 edition) | https://tyndp2024.entsog.eu/downloads/ | 2024-07-03 | SOURCED | GAS CAPACITY REMOVED (TYNDP 'natural gas decrement': hydrogen repurposing, assumes long-term gas capacity contracts are fulfilled). TYNDP maturity 'Advanced'. Edition July 2024: check dates against operator plans.
Europe | Denmark | gas_pipeline | DK Hydrogen Pipeline, West DK Hydrogen System [H2T-A-1236] @ VIP DK-THE: Transmission Denmark -> Transmission Denmark (Ellund) | Energinet | pipeline | -71 | GWh/d |  | -0.22387 | PLANNED | 2028 | SOURCED_YEAR | 2026-10-12 | 2026-10-12 | ENTSOG | TYNDP 2024 Annex A - List of projects (Capacity Increments sheet; July 2024 edition) | https://tyndp2024.entsog.eu/downloads/ | 2024-07-03 | SOURCED | GAS CAPACITY REMOVED (TYNDP 'natural gas decrement': hydrogen repurposing, assumes long-term gas capacity contracts are fulfilled). TYNDP maturity 'Advanced'. Edition July 2024: check dates against operator plans.
Europe | Slovenia | gas_pipeline | Croatia-Slovenia-Austria H2 corridor [H2T-N-1237] @ Rogatec: Transmission Slovenia -> Transmission Croatia | Plinovodi d.o.o. | pipeline | -14.9 | GWh/d |  | -0.046981 | TARGET | 2035 | SOURCED_YEAR | 2026-10-12 | 2026-10-12 | ENTSOG | TYNDP 2024 Annex A - List of projects (Capacity Increments sheet; July 2024 edition) | https://tyndp2024.entsog.eu/downloads/ | 2024-07-03 | SOURCED | GAS CAPACITY REMOVED (TYNDP 'natural gas decrement': hydrogen repurposing, assumes long-term gas capacity contracts are fulfilled). TYNDP maturity 'Less-Advanced'. Edition July 2024: check dates against operator plans.
Europe | Slovenia | gas_pipeline | Croatia-Slovenia-Austria H2 corridor [H2T-N-1237] @ Murfeld (AT) / Ceršak (SI): Transmission Austria (CEGH) -> Transmission Slovenia | Plinovodi d.o.o. | pipeline | -62.9 | GWh/d |  | -0.19833 | TARGET | 2035 | SOURCED_YEAR | 2026-10-12 | 2026-10-12 | ENTSOG | TYNDP 2024 Annex A - List of projects (Capacity Increments sheet; July 2024 edition) | https://tyndp2024.entsog.eu/downloads/ | 2024-07-03 | SOURCED | GAS CAPACITY REMOVED (TYNDP 'natural gas decrement': hydrogen repurposing, assumes long-term gas capacity contracts are fulfilled). TYNDP maturity 'Less-Advanced'. Edition July 2024: check dates against operator plans.
Europe | Czechia | gas_pipeline | Czech H2 Backbone NORTH [H2T-N-1251] @ Lanžhot **: Transmission Slovakia -> Transmission Czech Republic (VOB) | NET4GAS, s.r.o. | pipeline | -580.4 | GWh/d |  | -1.8301 | TARGET | 2029 | SOURCED_YEAR | 2026-10-12 | 2026-10-12 | ENTSOG | TYNDP 2024 Annex A - List of projects (Capacity Increments sheet; July 2024 edition) | https://tyndp2024.entsog.eu/downloads/ | 2024-07-03 | SOURCED | GAS CAPACITY REMOVED (TYNDP 'natural gas decrement': hydrogen repurposing, assumes long-term gas capacity contracts are fulfilled). TYNDP maturity 'Less-Advanced'. Edition July 2024: check dates against operator plans.
Europe | Czechia | gas_pipeline | Czech H2 Backbone NORTH [H2T-N-1251] @ Lanžhot **: Transmission Czech Republic (VOB) -> Transmission Slovakia | NET4GAS, s.r.o. | pipeline | -249.4 | GWh/d |  | -0.78638 | TARGET | 2029 | SOURCED_YEAR | 2026-10-12 | 2026-10-12 | ENTSOG | TYNDP 2024 Annex A - List of projects (Capacity Increments sheet; July 2024 edition) | https://tyndp2024.entsog.eu/downloads/ | 2024-07-03 | SOURCED | GAS CAPACITY REMOVED (TYNDP 'natural gas decrement': hydrogen repurposing, assumes long-term gas capacity contracts are fulfilled). TYNDP maturity 'Less-Advanced'. Edition July 2024: check dates against operator plans.
Europe | Czechia | gas_pipeline | Czech H2 Backbone NORTH [H2T-N-1251] @ VIP Brandov (N4G) **: Transmission Czech Republic (VOB) (Brandov) -> Transmission Czech Republic (VOB) | NET4GAS, s.r.o. | pipeline | -1448.3 | GWh/d |  | -4.5666 | TARGET | 2029 | SOURCED_YEAR | 2026-10-12 | 2026-10-12 | ENTSOG | TYNDP 2024 Annex A - List of projects (Capacity Increments sheet; July 2024 edition) | https://tyndp2024.entsog.eu/downloads/ | 2024-07-03 | SOURCED | GAS CAPACITY REMOVED (TYNDP 'natural gas decrement': hydrogen repurposing, assumes long-term gas capacity contracts are fulfilled). TYNDP maturity 'Less-Advanced'. Edition July 2024: check dates against operator plans.
Europe | Czechia | gas_pipeline | Czech H2 Backbone NORTH [H2T-N-1251] @ VIP Brandov (N4G) **: Transmission Czech Republic (VOB) -> Transmission Czech Republic (VOB) (Brandov) | NET4GAS, s.r.o. | pipeline | -77.7 | GWh/d |  | -0.245 | TARGET | 2029 | SOURCED_YEAR | 2026-10-12 | 2026-10-12 | ENTSOG | TYNDP 2024 Annex A - List of projects (Capacity Increments sheet; July 2024 edition) | https://tyndp2024.entsog.eu/downloads/ | 2024-07-03 | SOURCED | GAS CAPACITY REMOVED (TYNDP 'natural gas decrement': hydrogen repurposing, assumes long-term gas capacity contracts are fulfilled). TYNDP maturity 'Less-Advanced'. Edition July 2024: check dates against operator plans.
Europe | Czechia | gas_pipeline | Reverse Flow at IP Cieszyn [TRA-N-1260] @ Cieszyn (PL) / Český Těšín (CZ): Transmission Poland (VTP - GAZ-SYSTEM) -> Transmission Czech Republic (VOB) | NET4GAS, s.r.o. | pipeline | 10.8 | GWh/d |  | 0.034053 | TARGET | 2028 | SOURCED_YEAR | 2026-10-12 | 2026-10-12 | ENTSOG | TYNDP 2024 Annex A - List of projects (Capacity Increments sheet; July 2024 edition) | https://tyndp2024.entsog.eu/downloads/ | 2024-07-03 | SOURCED | TYNDP maturity 'Less-Advanced'. Edition July 2024: check dates against operator plans.
Europe | Slovakia | gas_pipeline | Slovak Hydrogen Backbone [H2T-A-1264] @ Lanžhot: Transmission Czech Republic (VOB) -> Transmission Slovakia | eustream, a.s. | pipeline | -218.4 | GWh/d |  | -0.68864 | PLANNED | 2029 | SOURCED_YEAR | 2026-10-12 | 2026-10-12 | ENTSOG | TYNDP 2024 Annex A - List of projects (Capacity Increments sheet; July 2024 edition) | https://tyndp2024.entsog.eu/downloads/ | 2024-07-03 | SOURCED | GAS CAPACITY REMOVED (TYNDP 'natural gas decrement': hydrogen repurposing, assumes long-term gas capacity contracts are fulfilled). TYNDP maturity 'Advanced'. Edition July 2024: check dates against operator plans.
Europe | Slovakia | gas_pipeline | Slovak Hydrogen Backbone [H2T-A-1264] @ Lanžhot: Transmission Slovakia -> Transmission Czech Republic (VOB) | eustream, a.s. | pipeline | -265.2 | GWh/d |  | -0.8362 | PLANNED | 2029 | SOURCED_YEAR | 2026-10-12 | 2026-10-12 | ENTSOG | TYNDP 2024 Annex A - List of projects (Capacity Increments sheet; July 2024 edition) | https://tyndp2024.entsog.eu/downloads/ | 2024-07-03 | SOURCED | GAS CAPACITY REMOVED (TYNDP 'natural gas decrement': hydrogen repurposing, assumes long-term gas capacity contracts are fulfilled). TYNDP maturity 'Advanced'. Edition July 2024: check dates against operator plans.
Europe | Slovakia | gas_pipeline | Slovak Hydrogen Backbone [H2T-A-1264] @ Baumgarten: Transmission Slovakia -> Transmission Austria (CEGH) | eustream, a.s. | pipeline | -104 | GWh/d |  | -0.32792 | PLANNED | 2029 | SOURCED_YEAR | 2026-10-12 | 2026-10-12 | ENTSOG | TYNDP 2024 Annex A - List of projects (Capacity Increments sheet; July 2024 edition) | https://tyndp2024.entsog.eu/downloads/ | 2024-07-03 | SOURCED | GAS CAPACITY REMOVED (TYNDP 'natural gas decrement': hydrogen repurposing, assumes long-term gas capacity contracts are fulfilled). TYNDP maturity 'Advanced'. Edition July 2024: check dates against operator plans.
Europe | Belgium | gas_pipeline | Belgian CO2 Transmission Facilities [OTH-A-1269] @ (Modelling) Blaregnies (BE) / Taisnières (H) (FR) (Segeo/Troll): Transmission Belgium (H-Zone) -> Transmission France (NS1) | Fluxys Belgium | pipeline | -240 | GWh/d |  | -0.75674 | TARGET | 2030 | SOURCED_YEAR | 2026-10-12 | 2026-10-12 | ENTSOG | TYNDP 2024 Annex A - List of projects (Capacity Increments sheet; July 2024 edition) | https://tyndp2024.entsog.eu/downloads/ | 2024-07-03 | SOURCED | Capacity decrement at the point. TYNDP maturity 'Less-Advanced'. Edition July 2024: check dates against operator plans.
Europe | Belgium | gas_pipeline | Belgian Hydrogen Backbone [H2T-A-1311] @ (Modelling) Alveringem: Transmission France (PEG North) (Dunkerque) -> Transmission Belgium (H-Zone) (Zeebrugge Beach) | Fluxys Belgium | pipeline | -271.2 | GWh/d |  | -0.85512 | TARGET | 2034 | SOURCED_YEAR | 2026-10-12 | 2026-10-12 | ENTSOG | TYNDP 2024 Annex A - List of projects (Capacity Increments sheet; July 2024 edition) | https://tyndp2024.entsog.eu/downloads/ | 2024-07-03 | SOURCED | GAS CAPACITY REMOVED (TYNDP 'natural gas decrement': hydrogen repurposing, assumes long-term gas capacity contracts are fulfilled). TYNDP maturity 'Less-Advanced'. Edition July 2024: check dates against operator plans.
Europe | Netherlands | gas_pipeline | Transferring L-gas infrastructure to H2-gas infrastructure OSZ [TRA-N-1313] @ Bunde (DE) / Oude Statenzijl (L) (NL) (GUD): Transmission Germany (DE L-Gas) -> Transmission Netherlands (TTF) | Gasunie Transport Services B.V. | pipeline | -57.3 | GWh/d |  | -0.18067 | TARGET | 2028 | SOURCED_YEAR | 2026-10-12 | 2026-10-12 | ENTSOG | TYNDP 2024 Annex A - List of projects (Capacity Increments sheet; July 2024 edition) | https://tyndp2024.entsog.eu/downloads/ | 2024-07-03 | SOURCED | Capacity decrement at the point. TYNDP maturity 'Less-Advanced'. Edition July 2024: check dates against operator plans.
Europe | Netherlands | gas_pipeline | Transferring L-gas infrastructure to H2-gas infrastructure OSZ [TRA-N-1313] @ Bunde (DE) / Oude Statenzijl (L) (NL) (GUD): Transmission Netherlands (TTF) -> Transmission Germany (DE L-Gas) | Gasunie Transport Services B.V. | pipeline | -57.3 | GWh/d |  | -0.18067 | TARGET | 2028 | SOURCED_YEAR | 2026-10-12 | 2026-10-12 | ENTSOG | TYNDP 2024 Annex A - List of projects (Capacity Increments sheet; July 2024 edition) | https://tyndp2024.entsog.eu/downloads/ | 2024-07-03 | SOURCED | Capacity decrement at the point. TYNDP maturity 'Less-Advanced'. Edition July 2024: check dates against operator plans.
Europe | Netherlands | gas_pipeline | Transferring L-gas infrastructure to H2-gas infrastructure OSZ [TRA-N-1313] @ VIP TTF-THE-L: Transmission Germany (DE L-Gas) -> Transmission Netherlands (TTF) | Gasunie Transport Services B.V. | pipeline | -57.3 | GWh/d |  | -0.18067 | TARGET | 2028 | SOURCED_YEAR | 2026-10-12 | 2026-10-12 | ENTSOG | TYNDP 2024 Annex A - List of projects (Capacity Increments sheet; July 2024 edition) | https://tyndp2024.entsog.eu/downloads/ | 2024-07-03 | SOURCED | Capacity decrement at the point. TYNDP maturity 'Less-Advanced'. Edition July 2024: check dates against operator plans.
Europe | Netherlands | gas_pipeline | Transferring L-gas infrastructure to H2-gas infrastructure OSZ [TRA-N-1313] @ VIP TTF-THE-L: Transmission Netherlands (TTF) -> Transmission Germany (DE L-Gas) | Gasunie Transport Services B.V. | pipeline | -57.3 | GWh/d |  | -0.18067 | TARGET | 2028 | SOURCED_YEAR | 2026-10-12 | 2026-10-12 | ENTSOG | TYNDP 2024 Annex A - List of projects (Capacity Increments sheet; July 2024 edition) | https://tyndp2024.entsog.eu/downloads/ | 2024-07-03 | SOURCED | Capacity decrement at the point. TYNDP maturity 'Less-Advanced'. Edition July 2024: check dates against operator plans.
Europe | Romania | gas_pipeline | Development on the Romanian territory of the NTS (BG–RO-HU-AT)-Phase II [TRA-A-1322] @ Csanadpalota: Transmission Hungary (MGP) -> Transmission Romania | SNTGN Transgaz S.A. | pipeline | 51.6 | GWh/d |  | 0.1627 | PLANNED | 2025 | SOURCED_YEAR | 2026-10-12 | 2026-10-12 | ENTSOG | TYNDP 2024 Annex A - List of projects (Capacity Increments sheet; July 2024 edition) | https://tyndp2024.entsog.eu/downloads/ | 2024-07-03 | SOURCED | TYNDP maturity 'Advanced'. Edition July 2024: check dates against operator plans.
Europe | Romania | gas_pipeline | Development on the Romanian territory of the NTS (BG–RO-HU-AT)-Phase II [TRA-A-1322] @ Csanadpalota: Transmission Romania -> Transmission Hungary (MGP) | SNTGN Transgaz S.A. | pipeline | 57.6 | GWh/d |  | 0.18162 | PLANNED | 2025 | SOURCED_YEAR | 2026-10-12 | 2026-10-12 | ENTSOG | TYNDP 2024 Annex A - List of projects (Capacity Increments sheet; July 2024 edition) | https://tyndp2024.entsog.eu/downloads/ | 2024-07-03 | SOURCED | TYNDP maturity 'Advanced'. Edition July 2024: check dates against operator plans.
Europe | France | gas_pipeline | HySoW Atlantic [H2T-A-1327] @ VIP PIRINEOS: Transmission Spain (MS-ATR) -> Transmission France (NS4) | TERÉGA | pipeline | -165 | GWh/d |  | -0.52026 | TARGET | 2041 | SOURCED_YEAR | 2026-10-12 | 2026-10-12 | ENTSOG | TYNDP 2024 Annex A - List of projects (Capacity Increments sheet; July 2024 edition) | https://tyndp2024.entsog.eu/downloads/ | 2024-07-03 | SOURCED | GAS CAPACITY REMOVED (TYNDP 'natural gas decrement': hydrogen repurposing, assumes long-term gas capacity contracts are fulfilled). TYNDP maturity 'Less-Advanced'. Edition July 2024: check dates against operator plans.
Europe | France | gas_pipeline | HySoW Atlantic [H2T-A-1327] @ VIP PIRINEOS: Transmission France (NS4) -> Transmission Spain (MS-ATR) | TERÉGA | pipeline | -165 | GWh/d |  | -0.52026 | TARGET | 2041 | SOURCED_YEAR | 2026-10-12 | 2026-10-12 | ENTSOG | TYNDP 2024 Annex A - List of projects (Capacity Increments sheet; July 2024 edition) | https://tyndp2024.entsog.eu/downloads/ | 2024-07-03 | SOURCED | GAS CAPACITY REMOVED (TYNDP 'natural gas decrement': hydrogen repurposing, assumes long-term gas capacity contracts are fulfilled). TYNDP maturity 'Less-Advanced'. Edition July 2024: check dates against operator plans.
Europe | Slovenia | gas_pipeline | Italy-Slovenia-Hungary H2 corridor [H2T-N-1356] @ Gorizia (IT) /Šempeter (SI): Transmission Italia (PSV) -> Transmission Slovenia | Plinovodi d.o.o. | pipeline | -10.3 | GWh/d |  | -0.032477 | TARGET | 2035 | SOURCED_YEAR | 2026-10-12 | 2026-10-12 | ENTSOG | TYNDP 2024 Annex A - List of projects (Capacity Increments sheet; July 2024 edition) | https://tyndp2024.entsog.eu/downloads/ | 2024-07-03 | SOURCED | GAS CAPACITY REMOVED (TYNDP 'natural gas decrement': hydrogen repurposing, assumes long-term gas capacity contracts are fulfilled). TYNDP maturity 'Less-Advanced'. Edition July 2024: check dates against operator plans.
Europe | Italy | gas_pipeline | Development for new import from the South (Adriatica Line) [TRA-F-7] @ Italy Mezzogiorno Import Fork: Transmission Italy (PSV) (Southern Projects) -> Transmission Italia (PSV) | Snam Rete Gas S.p.A. | pipeline | 55.4 | GWh/d |  | 0.17468 | FID | 2026 | SOURCED_YEAR | 2026-10-12 | 2026-10-12 | ENTSOG | TYNDP 2024 Annex A - List of projects (Capacity Increments sheet; July 2024 edition) | https://tyndp2024.entsog.eu/downloads/ | 2024-07-03 | SOURCED | TYNDP maturity 'FID'. Edition July 2024: check dates against operator plans.
Europe | Italy | gas_pipeline | Development for new import from the South (Adriatica Line) [TRA-F-7] @ Italy Mezzogiorno Import Fork: Transmission Italy (PSV) (Southern Projects) -> Transmission Italia (PSV) | Snam Rete Gas S.p.A. | pipeline | 210.4 | GWh/d |  | 0.66341 | FID | 2027 | SOURCED_YEAR | 2026-10-12 | 2026-10-12 | ENTSOG | TYNDP 2024 Annex A - List of projects (Capacity Increments sheet; July 2024 edition) | https://tyndp2024.entsog.eu/downloads/ | 2024-07-03 | SOURCED | TYNDP maturity 'FID'. Edition July 2024: check dates against operator plans.
Europe | Italy | gas_pipeline | Additional Southern developments [TRA-N-9] @ Italy Mezzogiorno Import Fork: Transmission Italy (PSV) (Southern Projects) -> Transmission Italia (PSV) | Snam Rete Gas S.p.A. | pipeline | 277 | GWh/d |  | 0.87341 | TARGET | 2035 | SOURCED_YEAR | 2026-10-12 | 2026-10-12 | ENTSOG | TYNDP 2024 Annex A - List of projects (Capacity Increments sheet; July 2024 edition) | https://tyndp2024.entsog.eu/downloads/ | 2024-07-03 | SOURCED | TYNDP maturity 'Less-Advanced'. Edition July 2024: check dates against operator plans.
Europe | France | gas_pipeline | HY-FEN – H2 Corridor Spain – France – Germany connection [H2T-N-569] @ FR - NS2: Transmission France -> Transmission France (NS2) | GRTgaz | pipeline | -310 | GWh/d |  | -0.97746 | TARGET | 2029 | SOURCED_YEAR | 2026-10-12 | 2026-10-12 | ENTSOG | TYNDP 2024 Annex A - List of projects (Capacity Increments sheet; July 2024 edition) | https://tyndp2024.entsog.eu/downloads/ | 2024-07-03 | SOURCED | GAS CAPACITY REMOVED (TYNDP 'natural gas decrement': hydrogen repurposing, assumes long-term gas capacity contracts are fulfilled). TYNDP maturity 'Less-Advanced'. Edition July 2024: check dates against operator plans.
Europe | France | gas_pipeline | HY-FEN – H2 Corridor Spain – France – Germany connection [H2T-N-569] @ FR - NS2: Transmission France (NS2) -> Transmission France | GRTgaz | pipeline | -310 | GWh/d |  | -0.97746 | TARGET | 2029 | SOURCED_YEAR | 2026-10-12 | 2026-10-12 | ENTSOG | TYNDP 2024 Annex A - List of projects (Capacity Increments sheet; July 2024 edition) | https://tyndp2024.entsog.eu/downloads/ | 2024-07-03 | SOURCED | GAS CAPACITY REMOVED (TYNDP 'natural gas decrement': hydrogen repurposing, assumes long-term gas capacity contracts are fulfilled). TYNDP maturity 'Less-Advanced'. Edition July 2024: check dates against operator plans.
Europe | Belgium | gas_pipeline | Zeebrugge-Opwijk [TRA-A-1275] @ Zeebrugge Belgian Balancing Area: Transmission Belgium (H-Zone) (Zeebrugge Beach) -> Transmission Belgium (H-Zone) | Fluxys Belgium | pipeline | 120 | GWh/d |  | 0.37837 | PLANNED | 2026 | SOURCED_YEAR | 2026-10-12 | 2026-10-12 | ENTSOG | TYNDP 2024 Annex A - List of projects (Capacity Increments sheet; July 2024 edition) | https://tyndp2024.entsog.eu/downloads/ | 2024-07-03 | SOURCED | TYNDP maturity 'Advanced'. Edition July 2024: check dates against operator plans.
Europe | Italy | gas_pipeline | Export enhancements phase 2 [TRA-N-1299] @ Italy Northern Export Fork: Transmission Italia (PSV) -> Transmission Italy (PSV) (Italy Northern Export Fork) | Snam Rete Gas S.p.A. | pipeline | 218 | GWh/d |  | 0.68738 | TARGET | 2031 | SOURCED_YEAR | 2026-10-12 | 2026-10-12 | ENTSOG | TYNDP 2024 Annex A - List of projects (Capacity Increments sheet; July 2024 edition) | https://tyndp2024.entsog.eu/downloads/ | 2024-07-03 | SOURCED | TYNDP maturity 'Less-Advanced'. Edition July 2024: check dates against operator plans.
Europe | Belgium | gas_pipeline | Belgian Hydrogen Backbone [H2T-A-1311] @ Zeebrugge Belgian Balancing Area: Transmission Belgium (H-Zone) (Zeebrugge Beach) -> Transmission Belgium (H-Zone) | Fluxys Belgium | pipeline | -120 | GWh/d |  | -0.37837 | TARGET | 2032 | SOURCED_YEAR | 2026-10-12 | 2026-10-12 | ENTSOG | TYNDP 2024 Annex A - List of projects (Capacity Increments sheet; July 2024 edition) | https://tyndp2024.entsog.eu/downloads/ | 2024-07-03 | SOURCED | GAS CAPACITY REMOVED (TYNDP 'natural gas decrement': hydrogen repurposing, assumes long-term gas capacity contracts are fulfilled). TYNDP maturity 'Less-Advanced'. Edition July 2024: check dates against operator plans.
Europe | Italy | gas_pipeline | Development for new import from the South (Adriatica Line) [TRA-F-7] @ OLT LNG / Livorno: LNG Terminals Italia (PSV) -> Transmission Italia (PSV) | Snam Rete Gas S.p.A. | pipeline | 32.5 | GWh/d |  | 0.10248 | FID | 2026 | SOURCED_YEAR | 2026-10-12 | 2026-10-12 | ENTSOG | TYNDP 2024 Annex A - List of projects (Capacity Increments sheet; July 2024 edition) | https://tyndp2024.entsog.eu/downloads/ | 2024-07-03 | SOURCED | TYNDP maturity 'FID'. Edition July 2024: check dates against operator plans.
Europe | Italy | gas_pipeline | Development for new import from the South (Adriatica Line) [TRA-F-7] @ FSRU 2 - SNAM: LNG Terminals Italia (PSV) -> Transmission Italia (PSV) | Snam Rete Gas S.p.A. | pipeline | 98.6 | GWh/d |  | 0.3109 | FID | 2026 | SOURCED_YEAR | 2026-10-12 | 2026-10-12 | ENTSOG | TYNDP 2024 Annex A - List of projects (Capacity Increments sheet; July 2024 edition) | https://tyndp2024.entsog.eu/downloads/ | 2024-07-03 | SOURCED | TYNDP maturity 'FID'. Edition July 2024: check dates against operator plans.
Europe | Croatia | gas_pipeline | LNG evacuation pipeline Zlobin-Bosiljevo-Sisak-Kozarac [TRA-A-75] @ Croatia LNG: LNG Terminals Croatia -> Transmission Croatia | Plinacro Ltd | pipeline | 83 | GWh/d |  | 0.26171 | PLANNED | 2026 | SOURCED_YEAR | 2026-10-12 | 2026-10-12 | ENTSOG | TYNDP 2024 Annex A - List of projects (Capacity Increments sheet; July 2024 edition) | https://tyndp2024.entsog.eu/downloads/ | 2024-07-03 | SOURCED | TYNDP maturity 'Advanced'. Edition July 2024: check dates against operator plans.
Europe | Netherlands | gas_pipeline | Entry capacity expansion GATE terminal [TRA-F-192] @ Gate Terminal (I): LNG Terminals Netherlands (TTF) -> Transmission Netherlands (TTF) | Gasunie Transport Services B.V. | pipeline | 132 | GWh/d |  | 0.41621 | FID | 2027 | SOURCED_YEAR | 2026-10-12 | 2026-10-12 | ENTSOG | TYNDP 2024 Annex A - List of projects (Capacity Increments sheet; July 2024 edition) | https://tyndp2024.entsog.eu/downloads/ | 2024-07-03 | SOURCED | TYNDP maturity 'FID'. Edition July 2024: check dates against operator plans.
Europe | France | gas_pipeline | Developments for Montoir LNG terminal 2.5 bcm expansion [TRA-N-258] @ Montoir de Bretagne: LNG Terminals France (PEG North) -> Transmission France (NS3) | GRTgaz | pipeline | 100 | GWh/d |  | 0.31531 | TARGET | 2027 | SOURCED_YEAR | 2026-10-12 | 2026-10-12 | ENTSOG | TYNDP 2024 Annex A - List of projects (Capacity Increments sheet; July 2024 edition) | https://tyndp2024.entsog.eu/downloads/ | 2024-07-03 | SOURCED | TYNDP maturity 'Less-Advanced'. Edition July 2024: check dates against operator plans.
Europe | France | gas_pipeline | Developments for Fosmax (Cavaou) LNG 8.25 bcm expansion [TRA-N-269] @ Fos (Tonkin/Cavaou): LNG Terminals France (PEG South) -> Transmission France (NS4) | GRTgaz | pipeline | 100 | GWh/d |  | 0.31531 | TARGET | 2028 | SOURCED_YEAR | 2026-10-12 | 2026-10-12 | ENTSOG | TYNDP 2024 Annex A - List of projects (Capacity Increments sheet; July 2024 edition) | https://tyndp2024.entsog.eu/downloads/ | 2024-07-03 | SOURCED | TYNDP maturity 'Less-Advanced'. Edition July 2024: check dates against operator plans.
Europe | France | gas_pipeline | Developments for Fosmax (Cavaou) LNG 8.25 bcm expansion [TRA-N-269] @ Fos (Tonkin/Cavaou): LNG Terminals France (PEG South) -> Transmission France (NS4) | GRTgaz | pipeline | 330 | GWh/d |  | 1.0405 | TARGET | 2030 | SOURCED_YEAR | 2026-10-12 | 2026-10-12 | ENTSOG | TYNDP 2024 Annex A - List of projects (Capacity Increments sheet; July 2024 edition) | https://tyndp2024.entsog.eu/downloads/ | 2024-07-03 | SOURCED | TYNDP maturity 'Less-Advanced'. Edition July 2024: check dates against operator plans.
Europe | Germany | gas_pipeline | Capacity Expansion for the German LNG Terminals [TRA-A-786] @ BRUNSBUETTEL HAFEN (FSRU) (DE): LNG Terminals Germany (GASPOOL) -> Transmission Germany (GASPOOL) | Gasunie Deutschland Transport Services GmbH | pipeline | 183.48 | GWh/d |  | 0.57853 | PLANNED | 2026 | SOURCED_YEAR | 2026-10-12 | 2026-10-12 | ENTSOG | TYNDP 2024 Annex A - List of projects (Capacity Increments sheet; July 2024 edition) | https://tyndp2024.entsog.eu/downloads/ | 2024-07-03 | SOURCED | TYNDP maturity 'Advanced'. Edition July 2024: check dates against operator plans.
Europe | Germany | gas_pipeline | Capacity Expansion for the German LNG Terminals [TRA-A-786] @ STADE (DE) (LNG): LNG Terminals Germany (GASPOOL) -> Transmission Germany (GASPOOL) | Gasunie Deutschland Transport Services GmbH | pipeline | 423.87 | GWh/d |  | 1.3365 | PLANNED | 2026 | SOURCED_YEAR | 2026-10-12 | 2026-10-12 | ENTSOG | TYNDP 2024 Annex A - List of projects (Capacity Increments sheet; July 2024 edition) | https://tyndp2024.entsog.eu/downloads/ | 2024-07-03 | SOURCED | TYNDP maturity 'Advanced'. Edition July 2024: check dates against operator plans.
Europe | Italy | gas_pipeline | Sardinia Methanization [TRA-A-1194] @ Sardinia LNG: LNG Terminals Italy (Sardinia) -> Transmission Italy (Sardinia) | ENURA S.p.A. | pipeline | 46.5 | GWh/d |  | 0.14662 | PLANNED | 2027 | SOURCED_YEAR | 2026-10-12 | 2026-10-12 | ENTSOG | TYNDP 2024 Annex A - List of projects (Capacity Increments sheet; July 2024 edition) | https://tyndp2024.entsog.eu/downloads/ | 2024-07-03 | SOURCED | TYNDP maturity 'Advanced'. Edition July 2024: check dates against operator plans.
Europe | Italy | gas_pipeline | Connection FSRU Alto Tirreno [TRA-A-1317] @ FSRU ITALIA_PIOMBINO TERMINAL: LNG Terminals Italia (PSV) -> Transmission Italia (PSV) | FSRU Italia (SNAM) | pipeline | -222 | GWh/d |  | -0.69999 | PLANNED | 2026 | SOURCED_YEAR | 2026-10-12 | 2026-10-12 | ENTSOG | TYNDP 2024 Annex A - List of projects (Capacity Increments sheet; July 2024 edition) | https://tyndp2024.entsog.eu/downloads/ | 2024-07-03 | SOURCED | Capacity decrement at the point. TYNDP maturity 'Advanced'. Edition July 2024: check dates against operator plans.
Europe | Italy | gas_pipeline | Connection FSRU Alto Tirreno [TRA-A-1317] @ FSRU Italia - Vado Terminal: LNG Terminals Italia (PSV) -> Transmission Italia (PSV) | FSRU Italia (SNAM) | pipeline | 222 | GWh/d |  | 0.69999 | PLANNED | 2026 | SOURCED_YEAR | 2026-10-12 | 2026-10-12 | ENTSOG | TYNDP 2024 Annex A - List of projects (Capacity Increments sheet; July 2024 edition) | https://tyndp2024.entsog.eu/downloads/ | 2024-07-03 | SOURCED | TYNDP maturity 'Advanced'. Edition July 2024: check dates against operator plans.
Europe | Italy | gas_pipeline | Connection FSRU Alto Tirreno [TRA-A-1317] @ FSRU ITALIA_PIOMBINO TERMINAL: LNG Terminals Italia (PSV) -> Transmission Italia (PSV) | Snam Rete Gas S.p.A. | pipeline | -222 | GWh/d |  | -0.69999 | PLANNED | 2026 | SOURCED_YEAR | 2026-10-12 | 2026-10-12 | ENTSOG | TYNDP 2024 Annex A - List of projects (Capacity Increments sheet; July 2024 edition) | https://tyndp2024.entsog.eu/downloads/ | 2024-07-03 | SOURCED | Capacity decrement at the point. TYNDP maturity 'Advanced'. Edition July 2024: check dates against operator plans.
Europe | Italy | gas_pipeline | Connection FSRU Alto Tirreno [TRA-A-1317] @ FSRU Italia - Vado Terminal: LNG Terminals Italia (PSV) -> Transmission Italia (PSV) | Snam Rete Gas S.p.A. | pipeline | 222 | GWh/d |  | 0.69999 | PLANNED | 2026 | SOURCED_YEAR | 2026-10-12 | 2026-10-12 | ENTSOG | TYNDP 2024 Annex A - List of projects (Capacity Increments sheet; July 2024 edition) | https://tyndp2024.entsog.eu/downloads/ | 2024-07-03 | SOURCED | TYNDP maturity 'Advanced'. Edition July 2024: check dates against operator plans.
Europe | Bulgaria | gas_pipeline | Smartening up the existing BG gas transmission network(SmartSwitch project) [RET-N-558] @ H2_IP_GR-BG: Transmission Greece (GR Hydrogen) -> Transmission Bulgaria (BG Hydrogen) | Bulgartransgaz EAD | pipeline | 5.508 | GWh/d |  | 0.017367 | TARGET | 2027 | SOURCED_YEAR | 2026-10-12 | 2026-10-12 | ENTSOG | TYNDP 2024 Annex A - List of projects (Capacity Increments sheet; July 2024 edition) | https://tyndp2024.entsog.eu/downloads/ | 2024-07-03 | SOURCED | TYNDP maturity 'Less-Advanced'. Edition July 2024: check dates against operator plans.
Europe | Bulgaria | gas_pipeline | Smartening up the existing BG gas transmission network(SmartSwitch project) [RET-N-558] @ H2_IP_GR-BG: Transmission Bulgaria (BG Hydrogen) -> Transmission Greece (GR Hydrogen) | Bulgartransgaz EAD | pipeline | 9.967 | GWh/d |  | 0.031427 | TARGET | 2027 | SOURCED_YEAR | 2026-10-12 | 2026-10-12 | ENTSOG | TYNDP 2024 Annex A - List of projects (Capacity Increments sheet; July 2024 edition) | https://tyndp2024.entsog.eu/downloads/ | 2024-07-03 | SOURCED | TYNDP maturity 'Less-Advanced'. Edition July 2024: check dates against operator plans.
Europe | Bulgaria | gas_pipeline | Smartening up the existing BG gas transmission network(SmartSwitch project) [RET-N-558] @ H2_IP_RO-BG: Transmission Romania (RO Hydrogen) -> Transmission Bulgaria (BG Hydrogen) | Bulgartransgaz EAD | pipeline | 19.8 | GWh/d |  | 0.062431 | TARGET | 2027 | SOURCED_YEAR | 2026-10-12 | 2026-10-12 | ENTSOG | TYNDP 2024 Annex A - List of projects (Capacity Increments sheet; July 2024 edition) | https://tyndp2024.entsog.eu/downloads/ | 2024-07-03 | SOURCED | TYNDP maturity 'Less-Advanced'. Edition July 2024: check dates against operator plans.
Europe | Bulgaria | gas_pipeline | Smartening up the existing BG gas transmission network(SmartSwitch project) [RET-N-558] @ H2_IP_RO-BG: Transmission Bulgaria (BG Hydrogen) -> Transmission Romania (RO Hydrogen) | Bulgartransgaz EAD | pipeline | 12.598 | GWh/d |  | 0.039723 | TARGET | 2027 | SOURCED_YEAR | 2026-10-12 | 2026-10-12 | ENTSOG | TYNDP 2024 Annex A - List of projects (Capacity Increments sheet; July 2024 edition) | https://tyndp2024.entsog.eu/downloads/ | 2024-07-03 | SOURCED | TYNDP maturity 'Less-Advanced'. Edition July 2024: check dates against operator plans.
Europe | Bulgaria | gas_pipeline | Smartening up the existing BG gas transmission network(SmartSwitch project) [RET-N-558] @ H2_IP_BG-MK: Transmission Bulgaria (BG Hydrogen) -> Transmission North Macedonia (MK Hydrogen) | Bulgartransgaz EAD | pipeline | 2.329 | GWh/d |  | 0.0073436 | TARGET | 2027 | SOURCED_YEAR | 2026-10-12 | 2026-10-12 | ENTSOG | TYNDP 2024 Annex A - List of projects (Capacity Increments sheet; July 2024 edition) | https://tyndp2024.entsog.eu/downloads/ | 2024-07-03 | SOURCED | TYNDP maturity 'Less-Advanced'. Edition July 2024: check dates against operator plans.
Europe | Romania | gas_pipeline | Eastring - Romania [TRA-A-655] @ Eastring RO Domestic Point: Transmission Eastring Romania -> Transmission Romania | SNTGN Transgaz S.A. | pipeline | 150 | GWh/d |  | 0.47296 | PLANNED | 2025 | SOURCED_YEAR | 2026-10-12 | 2026-10-12 | ENTSOG | TYNDP 2024 Annex A - List of projects (Capacity Increments sheet; July 2024 edition) | https://tyndp2024.entsog.eu/downloads/ | 2024-07-03 | SOURCED | TYNDP maturity 'Advanced'. Edition July 2024: check dates against operator plans.
Europe | Romania | gas_pipeline | Eastring - Romania [TRA-A-655] @ Eastring RO Domestic Point: Transmission Romania -> Transmission Eastring Romania | SNTGN Transgaz S.A. | pipeline | 150 | GWh/d |  | 0.47296 | PLANNED | 2025 | SOURCED_YEAR | 2026-10-12 | 2026-10-12 | ENTSOG | TYNDP 2024 Annex A - List of projects (Capacity Increments sheet; July 2024 edition) | https://tyndp2024.entsog.eu/downloads/ | 2024-07-03 | SOURCED | TYNDP maturity 'Advanced'. Edition July 2024: check dates against operator plans.
Europe | Bulgaria | gas_pipeline | IGB 3to5 Expansion & H2 Upgrade (the Project) [TRA-N-670] @ Stara Zagora: Transmission Interconnector Greece-Bulgaria Bulgaria -> Transmission Bulgaria (NGTS) | ICGB a.d. | pipeline | 53.242 | GWh/d |  | 0.16788 | TARGET | 2026 | SOURCED_YEAR | 2026-10-12 | 2026-10-12 | ENTSOG | TYNDP 2024 Annex A - List of projects (Capacity Increments sheet; July 2024 edition) | https://tyndp2024.entsog.eu/downloads/ | 2024-07-03 | SOURCED | TYNDP maturity 'Less-Advanced'. Edition July 2024: check dates against operator plans.
Europe | Greece | gas_pipeline | Smartening up the existing GR gas transmission network-SmartSwitch project [RET-N-973] @ H2_IP_GR-BG: Transmission Bulgaria (BG Hydrogen) -> Transmission Greece (GR Hydrogen) | DESFA S.A. | pipeline | 9.967 | GWh/d |  | 0.031427 | TARGET | 2027 | SOURCED_YEAR | 2026-10-12 | 2026-10-12 | ENTSOG | TYNDP 2024 Annex A - List of projects (Capacity Increments sheet; July 2024 edition) | https://tyndp2024.entsog.eu/downloads/ | 2024-07-03 | SOURCED | TYNDP maturity 'Less-Advanced'. Edition July 2024: check dates against operator plans.
Europe | Greece | gas_pipeline | Smartening up the existing GR gas transmission network-SmartSwitch project [RET-N-973] @ H2_IP_GR-BG: Transmission Greece (GR Hydrogen) -> Transmission Bulgaria (BG Hydrogen) | DESFA S.A. | pipeline | 5.508 | GWh/d |  | 0.017367 | TARGET | 2027 | SOURCED_YEAR | 2026-10-12 | 2026-10-12 | ENTSOG | TYNDP 2024 Annex A - List of projects (Capacity Increments sheet; July 2024 edition) | https://tyndp2024.entsog.eu/downloads/ | 2024-07-03 | SOURCED | TYNDP maturity 'Less-Advanced'. Edition July 2024: check dates against operator plans.
Europe | Ukraine | gas_pipeline | Trans-Balkan Bi-directional Flow (Third stage) [TRA-N-1169] @ H2_IP_RO-UA: Transmission Ukraine (UA Hydrogen) -> Transmission Romania (RO Hydrogen) | LLC Gas TSO of Ukraine | pipeline | 207 | GWh/d |  | 0.65269 | TARGET | 2025 | SOURCED_YEAR | 2026-10-12 | 2026-10-12 | ENTSOG | TYNDP 2024 Annex A - List of projects (Capacity Increments sheet; July 2024 edition) | https://tyndp2024.entsog.eu/downloads/ | 2024-07-03 | SOURCED | TYNDP maturity 'Less-Advanced'. Edition July 2024: check dates against operator plans.
Europe | Greece | gas_pipeline | TAP first level of capacity expansion (1.2 bcm/y) - full operability reconfirmed | Trans Adriatic Pipeline | pipeline | 1.2 | bcm/y |  | 0.11602 | COMMISSIONED_RECENT | 2026-01 | SOURCED_YEAR | 2026-10-12 | 2026-10-12 | Trans Adriatic Pipeline | News 30 Jan 2023: first level of capacity expansion | https://www.tap-ag.com/news/news-stories/tap-triggers-the-first-level-of-capacity-expansion | 2026-10-12 | SOURCED | TAP: 1.2 bcm/y of incremental capacity allocated 'starting from 2026' (30 Jan 2023 release); the news list reconfirms full operability of the first level. Aim to double capacity by 2027 depends on further market tests (TYNDP row TRA-A-810: 205 GWh/d in 2029).
Europe | Bulgaria | gas_pipeline | Negru Voda 1 / Kardam (BG -> RO) capacity increase (Vertical Corridor) | Bulgartransgaz / Transgaz | pipeline | 137.2 | GWh/d |  | 0.43261 | PLANNED | 2026-09 | SOURCED_QUARTER | 2026-10-12 | 2026-10-12 | Bulgartransgaz | Ten-year network development plan 2026-2035 (public consultation) | https://bulgartransgaz.bg/public/files/useruploads/%D0%BD%D0%BE%D0%B2%D0%B8%D0%BD%D0%B8_%D1%81%D0%B0%D0%B9%D1%82/27042026/TYNDP%20BTG%202026-2035%20%D0%B3.%20-%20public%20consultation%20EN.pdf | 2026-04-27 | SOURCED | Bulgartransgaz 10-year plan 2026-2035 (public consultation, 27 Apr 2026): project adds 137.2 GWh/d Bulgaria -> Romania in Q3 2026 (Q3 counted as Sep 2026); Transgaz declared technical readiness.
Europe | Bulgaria | gas_pipeline | Kulata / Sidirokastro (GR -> BG) capacity increase (Bulgarian side +35.4 GWh/d, total 102 GWh/d) | Bulgartransgaz | pipeline | 35.4 | GWh/d |  | 0.11162 | PLANNED | 2026-06 | SOURCED_QUARTER | 2026-10-12 | 2026-10-12 | Bulgartransgaz | Ten-year network development plan 2026-2035 (public consultation) | https://bulgartransgaz.bg/public/files/useruploads/%D0%BD%D0%BE%D0%B2%D0%B8%D0%BD%D0%B8_%D1%81%D0%B0%D0%B9%D1%82/27042026/TYNDP%20BTG%202026-2035%20%D0%B3.%20-%20public%20consultation%20EN.pdf | 2026-04-27 | SOURCED | Bulgartransgaz 10-year plan 2026-2035: commissioning expected Q2 2026 (counted as Jun 2026); status after Q2 not confirmed in the document.
Europe | Bulgaria | gas_storage | UGS Chiren Expansion [UGS-F-138] | Bulgartransgaz EAD | underground storage | 0.45 | TWh working gas (added) |  | 0.014504 | FID | 2025 | SOURCED_YEAR | 2026-10-12 | 2026-10-12 | ENTSOG | TYNDP 2024 Annex A - List of projects (UGS sheet; July 2024 edition) | https://tyndp2024.entsog.eu/downloads/ | 2024-07-03 | SOURCED | TYNDP maturity 'FID'. capacity_bcfd = maximum withdrawal capacity 4.6 GWh/d (DERIVED conversion); working gas volume in GWh summed over the project's rows.
Europe | Romania | gas_storage | Bilciuresti daily withdrawal capacity increase [UGS-F-311] | SNGN ROMGAZ SA - FILIALA DE INMAGAZINARE GAZE NATURALE DEPOGAZ PLOIESTI SRL | underground storage | 0.108 | TWh working gas (added) |  | 0.018919 | FID | 2027 | SOURCED_YEAR | 2026-10-12 | 2026-10-12 | ENTSOG | TYNDP 2024 Annex A - List of projects (UGS sheet; July 2024 edition) | https://tyndp2024.entsog.eu/downloads/ | 2024-07-03 | SOURCED | TYNDP maturity 'FID'. capacity_bcfd = maximum withdrawal capacity 6.0 GWh/d (DERIVED conversion); working gas volume in GWh summed over the project's rows.
Europe | Romania | gas_storage | Ghercesti underground gas storage in Romania [UGS-F-398] | SNGN ROMGAZ SA - FILIALA DE INMAGAZINARE GAZE NATURALE DEPOGAZ PLOIESTI SRL | underground storage | 0.45 | TWh working gas (added) |  | 0.0094593 | FID | 2028 | SOURCED_YEAR | 2026-10-12 | 2026-10-12 | ENTSOG | TYNDP 2024 Annex A - List of projects (UGS sheet; July 2024 edition) | https://tyndp2024.entsog.eu/downloads/ | 2024-07-03 | SOURCED | TYNDP maturity 'FID'. capacity_bcfd = maximum withdrawal capacity 3.0 GWh/d (DERIVED conversion); working gas volume in GWh summed over the project's rows.
Europe | Italy | gas_storage | Alfonsine UGS Enhancement [UGS-N-1182] | Stogit S.p.A. | underground storage | 20.723 | TWh working gas (added) |  | 0.66688 | TARGET | 2031 | SOURCED_YEAR | 2026-10-12 | 2026-10-12 | ENTSOG | TYNDP 2024 Annex A - List of projects (UGS sheet; July 2024 edition) | https://tyndp2024.entsog.eu/downloads/ | 2024-07-03 | SOURCED | TYNDP maturity 'Less-Advanced'. capacity_bcfd = maximum withdrawal capacity 211.5 GWh/d (DERIVED conversion); working gas volume in GWh summed over the project's rows.
Europe | Slovakia | gas_storage | Underground Gas Storage Velke Kapusany [UGS-N-356] | NAFTA a.s. (joint stock company) | underground storage | 0.68 | TWh working gas (added) |  | 0.011824 | TARGET | 2030 | SOURCED_YEAR | 2026-10-12 | 2026-10-12 | ENTSOG | TYNDP 2024 Annex A - List of projects (UGS sheet; July 2024 edition) | https://tyndp2024.entsog.eu/downloads/ | 2024-07-03 | SOURCED | TYNDP maturity 'Less-Advanced'. capacity_bcfd = maximum withdrawal capacity 3.75 GWh/d (DERIVED conversion); working gas volume in GWh summed over the project's rows.
Europe | Romania | gas_storage | Sarmasel undeground gas storage in Romania [UGS-N-371] | SNGN ROMGAZ SA - FILIALA DE INMAGAZINARE GAZE NATURALE DEPOGAZ PLOIESTI SRL | underground storage | 0.65 | TWh working gas (added) |  | 0.010121 | TARGET | 2030 | SOURCED_YEAR | 2026-10-12 | 2026-10-12 | ENTSOG | TYNDP 2024 Annex A - List of projects (UGS sheet; July 2024 edition) | https://tyndp2024.entsog.eu/downloads/ | 2024-07-03 | SOURCED | TYNDP maturity 'Less-Advanced'. capacity_bcfd = maximum withdrawal capacity 3.21 GWh/d (DERIVED conversion); working gas volume in GWh summed over the project's rows.
Europe | Romania | gas_storage | Falticeni UGS [UGS-N-399] | SNGN ROMGAZ SA - FILIALA DE INMAGAZINARE GAZE NATURALE DEPOGAZ PLOIESTI SRL | underground storage | 0.2 | TWh working gas (added) |  | 0.0063062 | TARGET | 2032 | SOURCED_YEAR | 2026-10-12 | 2026-10-12 | ENTSOG | TYNDP 2024 Annex A - List of projects (UGS sheet; July 2024 edition) | https://tyndp2024.entsog.eu/downloads/ | 2024-07-03 | SOURCED | TYNDP maturity 'Less-Advanced'. capacity_bcfd = maximum withdrawal capacity 2.0 GWh/d (DERIVED conversion); working gas volume in GWh summed over the project's rows.
Europe | Romania | gas_storage | Modernization of the natural gas storage infrastructure - Balaceanca UGS [UGS-N-606] | SNGN ROMGAZ SA - FILIALA DE INMAGAZINARE GAZE NATURALE DEPOGAZ PLOIESTI SRL | underground storage | 0.1 | TWh working gas (added) |  | 0.0012612 | TARGET | 2032 | SOURCED_YEAR | 2026-10-12 | 2026-10-12 | ENTSOG | TYNDP 2024 Annex A - List of projects (UGS sheet; July 2024 edition) | https://tyndp2024.entsog.eu/downloads/ | 2024-07-03 | SOURCED | TYNDP maturity 'Less-Advanced'. capacity_bcfd = maximum withdrawal capacity 0.4 GWh/d (DERIVED conversion); working gas volume in GWh summed over the project's rows.
Europe | Portugal | gas_storage | RENC-7 and RENC-8 Carriço UGS caverns [UGS-N-659] | REN - Armazenagem, S.A. | underground storage | 1.2 | TWh working gas (added) |  | 0.026801 | TARGET | 2028 | SOURCED_YEAR | 2026-10-12 | 2026-10-12 | ENTSOG | TYNDP 2024 Annex A - List of projects (UGS sheet; July 2024 edition) | https://tyndp2024.entsog.eu/downloads/ | 2024-07-03 | SOURCED | TYNDP maturity 'Less-Advanced'. capacity_bcfd = maximum withdrawal capacity 8.5 GWh/d (DERIVED conversion); working gas volume in GWh summed over the project's rows.
Europe | Romania | gas_storage | Depomures UGS expansion, phase 1 (to 400 mcm; phase 2 to 600 mcm) | Depogaz / Romgaz | underground storage | 400 | mcm working gas (after phase 1) |  |  | FID | 2026 | SOURCED_YEAR | 2026-10-12 | 2026-10-12 | Bulgartransgaz | Ten-year network development plan 2026-2035 (public consultation) | https://bulgartransgaz.bg/public/files/useruploads/%D0%BD%D0%BE%D0%B2%D0%B8%D0%BD%D0%B8_%D1%81%D0%B0%D0%B9%D1%82/27042026/TYNDP%20BTG%202026-2035%20%D0%B3.%20-%20public%20consultation%20EN.pdf | 2026-04-27 | SOURCED | Bulgartransgaz plan, Romania section: first phase to 400 mcm, estimated commissioning 2026; second phase to 600 mcm (no date). 400 mcm = 4.5 TWh at 11.2 GWh/mcm (DERIVED).
Europe | United Kingdom | gas_storage | Rough (Centrica) - no injection, zero stock | Centrica Energy Storage | underground storage | -12.4 | TWh (peak stock in the stored daily series, GWh/1000) |  |  | COMMISSIONED_RECENT | 2025-10 | SOURCED_MONTH | 2026-10-12 | 2026-10-12 | National Gas Transmission (data portal, via this repo's gb_storage_sites_daily.xlsx) | Daily storage stock / inflow by site (Rough_stock, Rough_inflow) | https://data.nationalgas.com/ | 2026-10-12 | DERIVED | CLOSURE in effect, not an announcement: Rough stock last above zero on 2025-10-01, last injection 2025-04-20, peak stock in the series 12397 GWh; stock is zero in the latest data. No official closure statement was found (Centrica talks of redevelopment under a cap-and-floor model), so treat as out of service, not as retired.
Europe | Romania | gas_field | Neptun Deep (Black Sea) - first gas to the NTS | OMV Petrom / Romgaz | gas field | 8 | bcm/y (plateau, 100%) |  | 0.77349 | UNDER_CONSTRUCTION | 2027 | SOURCED_YEAR | 2026-10-12 | 2026-10-12 | OMV Petrom | Press release 28 Sep 2026: Neptun Deep | https://www.omvpetrom.com/en/media/latest-news/2026/neptun-deep-advances-towards-first-gas-expected-in-the-first-half-of-2027 | 2026-09-28 | SOURCED | First gas into the National Transmission System expected in H1 2027; plateau expected by end of Q3 2027 at around 8 bcm/y (100%), about 100 bcm recoverable; 50% OMV Petrom (operator), 50% Romgaz. 'gas_field' = upstream supply addition (see Sources).
Europe | Norway | gas_field | Irpa (tie-in to Aasta Hansteen, gas) - production start |  | gas field |  | n/a (no plateau rate published on the field page) |  |  | UNDER_CONSTRUCTION | 2026 | SOURCED_YEAR | 2026-10-12 | 2026-10-12 | Norwegian Offshore Directorate / Norwegianpetroleum.no | Field page IRPA | https://www.norskpetroleum.no/en/facts/field/irpa/ | 2026-10-12 | SOURCED | Status 'Approved for production'; 'production is planned to start in 2026'. Hydrocarbon type gas. Recoverable volumes are on the recent-activity page (million Sm3 o.e.), not a rate.
Europe | Norway | gas_field | Fenris (with Valhall) - production start |  | gas field |  | n/a (no plateau rate published on the field page) |  |  | UNDER_CONSTRUCTION | 2027 | SOURCED_YEAR | 2026-10-12 | 2026-10-12 | Norwegian Offshore Directorate / Norwegianpetroleum.no | Field page FENRIS | https://www.norskpetroleum.no/en/facts/field/fenris/ | 2026-10-12 | SOURCED | Status 'Approved for production'; 'production is planned to start in 2027'. Hydrocarbon type oil/gas. Recoverable volumes are on the recent-activity page (million Sm3 o.e.), not a rate.
Europe | Norway | gas_field | Berling (tie-in to Asgard B, gas) - production start |  | gas field |  | n/a (no plateau rate published on the field page) |  |  | UNDER_CONSTRUCTION | 2028 | SOURCED_YEAR | 2026-10-12 | 2026-10-12 | Norwegian Offshore Directorate / Norwegianpetroleum.no | Field page BERLING | https://www.norskpetroleum.no/en/facts/field/berling/ | 2026-10-12 | SOURCED | Status 'Approved for production'; 'production is planned to start in 2028'. Hydrocarbon type gas. Recoverable volumes are on the recent-activity page (million Sm3 o.e.), not a rate.

## History
date_seen | asset_type | country | project | field | old | new
2026-10-12 | regas_terminal | Croatia | The import terminal for the liquefied natural gas(LNG) on the Island of Krk - Extension of the LNG Terminal Krk 1st phase [LNG-N-610] | new entry |  | TARGET
2026-10-12 | regas_terminal | Croatia | The import terminal for the liquefied natural gas(LNG) on the Island of Krk - LNG terminal Krk 2nd phase [LNG-N-815] | new entry |  | TARGET
2026-10-12 | gas_pipeline | Bulgaria | Smartening up the existing BG gas transmission network(SmartSwitch project) [RET-N-558] @ Kyustendil (BG) / Zidilovo (MK): Transmission Bulgaria (NGTS) -> Transmission North Macedonia | new entry |  | TARGET
2026-10-12 | gas_pipeline | Switzerland | Alpine H2 Corridor [H2T-N-1286] @ Oltingue (FR) / Rodersdorf (CH): Transmission Switzerland -> Transmission France (NS1) | new entry |  | TARGET
2026-10-12 | gas_pipeline | Switzerland | Alpine H2 Corridor [H2T-N-1286] @ Griespass (CH) / Passo Gries (IT) (FluxSwiss): Transmission Switzerland -> Transmission Italy (PSV) (Italy Northern Export Fork) | new entry |  | TARGET
2026-10-12 | gas_pipeline | Switzerland | Alpine H2 Corridor [H2T-N-1286] @ Griespass (CH) / Passo Gries (IT) (FluxSwiss): Transmission Switzerland -> Transmission Italy (PSV) (Italy Northern Export Fork) | new entry |  | TARGET
2026-10-12 | gas_pipeline | Switzerland | Alpine H2 Corridor [H2T-N-1286] @ Wallbach: Transmission Switzerland -> Transmission Germany (NCG) | new entry |  | TARGET
2026-10-12 | gas_pipeline | Poland | North-South Gas Corridor in Eastern Poland [TRA-N-245] @ GCP GAZ-SYSTEM/UA TSO: Transmission Poland (VTP - GAZ-SYSTEM) -> Transmission Ukraine (Exports) | new entry |  | TARGET
2026-10-12 | gas_pipeline | Romania | Upgrading GMS Isaccea 2 and GMS Negru Voda 2 [TRA-N-602] @ Isaccea (RO) - Orlovka (UA) II: Transmission Trans-Balkan Pipeline Romania -> Transmission Ukraine (Exports) | new entry |  | TARGET
2026-10-12 | gas_pipeline | Greece | TAP Expansion [TRA-A-810] @ Kipoi: Transmission Trans-Anatolian Pipeline Turkey -> Transmission Trans-Adriatic Pipeline Greece | expected_online | 2025 | 2029
2026-10-12 | gas_pipeline | Greece | TAP Expansion [TRA-A-810] @ Kipoi: Transmission Trans-Anatolian Pipeline Turkey -> Transmission Trans-Adriatic Pipeline Greece | capacity_value | 30 | 205
2026-10-12 | gas_pipeline | Romania | Upgrading GMS Isaccea 3 and GMS Negru Voda 3 [TRA-N-888] @ Isaccea (RO) - Orlovka (UA) III: Transmission Trans-Balkan Pipeline Romania -> Transmission Ukraine (Exports) | new entry |  | TARGET
2026-10-12 | gas_pipeline | Malta | Melita TransGas Hydrogen Ready Pipeline [TRA-N-31] @ Gela (Italy) SRG-MTGP (Malta) Interconnection Point: Transmission Italy (PSV) (Italy Southern Import Fork) -> Transmission Malta | new entry |  | TARGET
2026-10-12 | gas_pipeline | Malta | Melita TransGas Hydrogen Ready Pipeline [TRA-N-31] @ Gela (Italy) SRG-MTGP (Malta) Interconnection Point: Transmission Malta -> Transmission Italy (PSV) (Italy Southern Import Fork) | new entry |  | TARGET
2026-10-12 | gas_pipeline | Croatia | Interconnection Croatia/Slovenia (Lučko - Zabok - Jezerišće - Sotla) [TRA-A-86] @ Rogatec: Transmission Slovenia -> Transmission Croatia | new entry |  | TARGET
2026-10-12 | gas_pipeline | Croatia | Interconnection Croatia/Slovenia (Lučko - Zabok - Jezerišće - Sotla) [TRA-A-86] @ Rogatec: Transmission Croatia -> Transmission Slovenia | expected_online | 2026 | 2030
2026-10-12 | gas_pipeline | Croatia | Interconnection Croatia/Slovenia (Lučko - Zabok - Jezerišće - Sotla) [TRA-A-86] @ Rogatec: Transmission Croatia -> Transmission Slovenia | status | PLANNED | TARGET
2026-10-12 | gas_pipeline | Croatia | Interconnection Croatia/Slovenia (Lučko - Zabok - Jezerišće - Sotla) [TRA-A-86] @ Rogatec: Transmission Croatia -> Transmission Slovenia | capacity_value | 34 | 122
2026-10-12 | gas_pipeline | Slovenia | CS Kidričevo, 2nd phase of upgrade [TRA-N-94] @ Rogatec: Transmission Slovenia -> Transmission Croatia | new entry |  | TARGET
2026-10-12 | gas_pipeline | Slovenia | CS Kidričevo, 2nd phase of upgrade [TRA-N-94] @ Murfeld (AT) / Ceršak (SI): Transmission Slovenia -> Transmission Austria (CEGH) | new entry |  | TARGET
2026-10-12 | gas_pipeline | Slovenia | M3/1a Šempeter - Ajdovščina [TRA-N-99] @ Gorizia (IT) /Šempeter (SI): Transmission Italia (PSV) -> Transmission Slovenia | new entry |  | TARGET
2026-10-12 | gas_pipeline | Slovenia | M3/1a Šempeter - Ajdovščina [TRA-N-99] @ Gorizia (IT) /Šempeter (SI): Transmission Slovenia -> Transmission Italia (PSV) | new entry |  | TARGET
2026-10-12 | gas_pipeline | Slovenia | R15/1 Pince - Lendava - Kidričevo [TRA-N-112] @ Pince (SI) / Tornyszentmiklos (HU): Transmission Hungary (MGP) -> Transmission Slovenia | new entry |  | TARGET
2026-10-12 | gas_pipeline | Slovenia | R15/1 Pince - Lendava - Kidričevo [TRA-N-112] @ Pince (SI) / Tornyszentmiklos (HU): Transmission Hungary (MGP) -> Transmission Slovenia | new entry |  | TARGET
2026-10-12 | gas_pipeline | Slovenia | R15/1 Pince - Lendava - Kidričevo [TRA-N-112] @ Pince (SI) / Tornyszentmiklos (HU): Transmission Slovenia -> Transmission Hungary (MGP) | new entry |  | TARGET
2026-10-12 | gas_pipeline | Slovenia | R15/1 Pince - Lendava - Kidričevo [TRA-N-112] @ Pince (SI) / Tornyszentmiklos (HU): Transmission Slovenia -> Transmission Hungary (MGP) | new entry |  | TARGET
2026-10-12 | gas_pipeline | Greece | EastMed Pipeline [TRA-A-330] @ H2_IP_GR-HUB: Transmission Greece (GR Hydrogen) -> Transmission Greece (GR Hydrogen) | new entry |  | TARGET
2026-10-12 | gas_pipeline | Greece | EastMed Pipeline [TRA-A-330] @ H2_IP_GR-HUB: Transmission Greece (GR Hydrogen) -> Transmission Greece (GR Hydrogen) | new entry |  | TARGET
2026-10-12 | gas_pipeline | Greece | EastMed Pipeline [TRA-A-330] @ H2_IP_GR-CRETE: Transmission Greece (GR Hydrogen) -> Transmission Greece (GR Hydrogen) | new entry |  | TARGET
2026-10-12 | gas_pipeline | Greece | EastMed Pipeline [TRA-A-330] @ H2_IP_GR-CRETE: Transmission Greece (GR Hydrogen) -> Transmission Greece (GR Hydrogen) | new entry |  | TARGET
2026-10-12 | gas_pipeline | Greece | EastMed Pipeline [TRA-A-330] @ H2_IP_GR-MEGA: Transmission Greece (GR Hydrogen) -> Transmission Greece (GR Hydrogen) | new entry |  | TARGET
2026-10-12 | gas_pipeline | Greece | EastMed Pipeline [TRA-A-330] @ H2_IP_GR-MEGA: Transmission Greece (GR Hydrogen) -> Transmission Greece (GR Hydrogen) | new entry |  | TARGET
2026-10-12 | gas_pipeline | Greece | EastMed Pipeline [TRA-A-330] @ H2_IP_GR-CY: Transmission Cyprus (CY Hydrogen) -> Transmission Greece (GR Hydrogen) | new entry |  | TARGET
2026-10-12 | gas_pipeline | Greece | EastMed Pipeline [TRA-A-330] @ H2_IP_GR-CY: Transmission Greece (GR Hydrogen) -> Transmission Cyprus (CY Hydrogen) | new entry |  | TARGET
2026-10-12 | gas_pipeline | Greece | EastMed Pipeline [TRA-A-330] @ H2_IP_IL-CY: Transmission Israel (IL Hydrogen) -> Transmission Greece (GR Hydrogen) | new entry |  | TARGET
2026-10-12 | gas_pipeline | Slovenia | Upgrade of Murfeld/Ceršak interconnection (M1/3 Interconnection Ceršak) [TRA-N-389] @ Murfeld (AT) / Ceršak (SI): Transmission Austria (CEGH) -> Transmission Slovenia | new entry |  | TARGET
2026-10-12 | gas_pipeline | Slovenia | Upgrade of Murfeld/Ceršak interconnection (M1/3 Interconnection Ceršak) [TRA-N-389] @ Murfeld (AT) / Ceršak (SI): Transmission Slovenia -> Transmission Austria (CEGH) | new entry |  | TARGET
2026-10-12 | gas_pipeline | Slovenia | Upgrade of Rogatec interconnection (M1A/1 Interconnection Rogatec) [TRA-N-390] @ Rogatec: Transmission Croatia -> Transmission Slovenia | new entry |  | TARGET
2026-10-12 | gas_pipeline | Slovenia | Upgrade of Rogatec interconnection (M1A/1 Interconnection Rogatec) [TRA-N-390] @ Rogatec: Transmission Slovenia -> Transmission Croatia | new entry |  | TARGET
2026-10-12 | gas_pipeline | France | Adaptation L- gas - H-gas [TRA-A-429] @ Blaregnies L (BE) / Taisnières B (FR): Transmission Belgium (L-Zone) -> Transmission France (FR PEG North L-Gas) | expected_online | 2025 | 2028
2026-10-12 | gas_pipeline | France | Adaptation L- gas - H-gas [TRA-A-429] @ Blaregnies L (BE) / Taisnières B (FR): Transmission Belgium (L-Zone) -> Transmission France (FR PEG North L-Gas) | capacity_value | -85 | -115
2026-10-12 | gas_pipeline | Bulgaria | Smartening up the existing BG gas transmission network(SmartSwitch project) [RET-N-558] @ Kulata (BG) / Sidirokastron (GR): Transmission Greece -> Transmission Bulgaria (NGTS) | new entry |  | TARGET
2026-10-12 | gas_pipeline | Bulgaria | Smartening up the existing BG gas transmission network(SmartSwitch project) [RET-N-558] @ Kulata (BG) / Sidirokastron (GR): Transmission Bulgaria (NGTS) -> Transmission Greece | new entry |  | TARGET
2026-10-12 | gas_pipeline | Bulgaria | Smartening up the existing BG gas transmission network(SmartSwitch project) [RET-N-558] @ Ruse (BG) / Giurgiu (RO): Transmission Romania -> Transmission Bulgaria (NGTS) | new entry |  | TARGET
2026-10-12 | gas_pipeline | Bulgaria | Smartening up the existing BG gas transmission network(SmartSwitch project) [RET-N-558] @ Ruse (BG) / Giurgiu (RO): Transmission Bulgaria (NGTS) -> Transmission Romania | new entry |  | TARGET
2026-10-12 | gas_pipeline | Bulgaria | Smartening up the existing BG gas transmission network(SmartSwitch project) [RET-N-558] @ (Modelling) Negru Voda Aggregated: Transmission Romania -> Transmission Bulgaria (NGTS) | new entry |  | TARGET
2026-10-12 | gas_pipeline | Bulgaria | Smartening up the existing BG gas transmission network(SmartSwitch project) [RET-N-558] @ (Modelling) Negru Voda Aggregated: Transmission Bulgaria (NGTS) -> Transmission Romania | new entry |  | TARGET
2026-10-12 | gas_pipeline | France | HY-FEN – H2 Corridor Spain – France – Germany connection [H2T-N-569] @ Obergailbach (FR) / Medelsheim (DE): Transmission Germany (NCG) -> Transmission France (NS1) | new entry |  | TARGET
2026-10-12 | gas_pipeline | Romania | Upgrading GMS Isaccea 2 and GMS Negru Voda 2 [TRA-N-602] @ (Modelling) Negru Voda Aggregated: Transmission Bulgaria (NGTS) -> Transmission Romania | new entry |  | TARGET
2026-10-12 | gas_pipeline | Romania | Capacity increase at RO-BG IP Ruse Giurgiu [TRA-N-603] @ Ruse (BG) / Giurgiu (RO): Transmission Bulgaria (NGTS) -> Transmission Romania | new entry |  | TARGET
2026-10-12 | gas_pipeline | Romania | Capacity increase at RO-BG IP Ruse Giurgiu [TRA-N-603] @ Ruse (BG) / Giurgiu (RO): Transmission Romania -> Transmission Bulgaria (NGTS) | new entry |  | TARGET
2026-10-12 | gas_pipeline | Slovakia | Eastring - Slovakia [TRA-A-628] @ Eastring Cross-Border HU/EAR <> SK/EAR: Transmission Eastring Hungary (MGP) -> Transmission Eastring Slovakia | expected_online | 2026 | 2031
2026-10-12 | gas_pipeline | Slovakia | Eastring - Slovakia [TRA-A-628] @ Eastring Cross-Border HU/EAR <> SK/EAR: Transmission Eastring Hungary (MGP) -> Transmission Eastring Slovakia | status | PLANNED | TARGET
2026-10-12 | gas_pipeline | Slovakia | Eastring - Slovakia [TRA-A-628] @ Eastring Cross-Border HU/EAR <> SK/EAR: Transmission Eastring Slovakia -> Transmission Eastring Hungary (MGP) | expected_online | 2026 | 2031
2026-10-12 | gas_pipeline | Slovakia | Eastring - Slovakia [TRA-A-628] @ Eastring Cross-Border HU/EAR <> SK/EAR: Transmission Eastring Slovakia -> Transmission Eastring Hungary (MGP) | status | PLANNED | TARGET
2026-10-12 | gas_pipeline | Romania | Eastring - Romania [TRA-A-655] @ Eastring Cross-Border BG/EAR <> RO/EAR: Transmission Eastring Bulgaria -> Transmission Eastring Romania | expected_online | 2026 | 2029
2026-10-12 | gas_pipeline | Romania | Eastring - Romania [TRA-A-655] @ Eastring Cross-Border BG/EAR <> RO/EAR: Transmission Eastring Romania -> Transmission Eastring Bulgaria | expected_online | 2026 | 2029
2026-10-12 | gas_pipeline | Romania | Eastring - Romania [TRA-A-655] @ Eastring Cross-Border RO/EAR <> HU/EAR: Transmission Eastring Hungary (MGP) -> Transmission Eastring Romania | expected_online | 2025 | 2030
2026-10-12 | gas_pipeline | Romania | Eastring - Romania [TRA-A-655] @ Eastring Cross-Border RO/EAR <> HU/EAR: Transmission Eastring Hungary (MGP) -> Transmission Eastring Romania | status | PLANNED | TARGET
2026-10-12 | gas_pipeline | Romania | Eastring - Romania [TRA-A-655] @ Eastring Cross-Border RO/EAR <> HU/EAR: Transmission Eastring Romania -> Transmission Eastring Hungary (MGP) | expected_online | 2025 | 2030
2026-10-12 | gas_pipeline | Romania | Eastring - Romania [TRA-A-655] @ Eastring Cross-Border RO/EAR <> HU/EAR: Transmission Eastring Romania -> Transmission Eastring Hungary (MGP) | status | PLANNED | TARGET
2026-10-12 | gas_pipeline | Slovakia | Adjustment of existing eus pipeline SK-HU [RET-N-661] @ H2_IP_HU-SK: Transmission Hungary (HU Hydrogen) -> Transmission Slovakia (SK Hydrogen) (SK Center) | new entry |  | TARGET
2026-10-12 | gas_pipeline | Slovakia | Adjustment of existing eus pipeline SK-HU [RET-N-661] @ H2_IP_HU-SK: Transmission Slovakia (SK Hydrogen) (SK Center) -> Transmission Hungary (HU Hydrogen) | new entry |  | TARGET
2026-10-12 | gas_pipeline | Bulgaria | IGB 3to5 Expansion & H2 Upgrade (the Project) [TRA-N-670] @ Komotini-DESFA/ICGB (GR/BG): Transmission Greece (Komotini) -> Transmission Interconnector Greece-Bulgaria Bulgaria | new entry |  | TARGET
2026-10-12 | gas_pipeline | Greece | Duplication of the High Pressure branch Karperi - Komotini [TRA-N-736] @ Komotini-DESFA/ICGB (GR/BG): Transmission Greece (Komotini) -> Transmission Interconnector Greece-Bulgaria Bulgaria | new entry |  | TARGET
2026-10-12 | gas_pipeline | Germany | Alpine HyWay [H2T-N-740] @ (Modelling) Wallbach: Transmission Germany (NCG) -> Transmission Switzerland | new entry |  | TARGET
2026-10-12 | gas_pipeline | Austria | Entry Murfeld [TRA-N-766] @ Murfeld (AT) / Ceršak (SI): Transmission Slovenia -> Transmission Austria (CEGH) | new entry |  | TARGET
2026-10-12 | gas_pipeline | Greece | TAP Expansion [TRA-A-810] @ Melendugno - IT / TAP: Transmission Trans-Adriatic Pipeline Albania -> Transmission Italy (PSV) (Southern Projects) | expected_online | 2025 | 2029
2026-10-12 | gas_pipeline | Greece | TAP Expansion [TRA-A-810] @ Melendugno - IT / TAP: Transmission Trans-Adriatic Pipeline Albania -> Transmission Italy (PSV) (Southern Projects) | capacity_value | 30 | 205
2026-10-12 | gas_pipeline | Greece | TAP Expansion [TRA-A-810] @ Nea Mesimvria: Transmission Greece -> Transmission Trans-Adriatic Pipeline Greece | expected_online | 2025 | 2029
2026-10-12 | gas_pipeline | Greece | TAP Expansion [TRA-A-810] @ Nea Mesimvria: Transmission Greece -> Transmission Trans-Adriatic Pipeline Greece | capacity_value | 5 | 25
2026-10-12 | gas_pipeline | Romania | Upgrading GMS Isaccea 3 and GMS Negru Voda 3 [TRA-N-888] @ (Modelling) Negru Voda Aggregated: Transmission Bulgaria (NGTS) -> Transmission Romania | new entry |  | TARGET
2026-10-12 | gas_pipeline | Austria | TAG Reverse Flow [TRA-N-954] @ Tarvisio (IT) / Arnoldstein (AT): Transmission Italy (PSV) (Italy Northern Export Fork) -> Transmission Austria (CEGH) | new entry |  | TARGET
2026-10-12 | gas_pipeline | Romania | Further enlargement of the BG—RO—HU—AT transmission corridor (BRUA) phase 3 [TRA-N-959] @ Csanadpalota 2: Transmission Hungary (MGP) -> Transmission Romania | new entry |  | TARGET
2026-10-12 | gas_pipeline | Romania | Further enlargement of the BG—RO—HU—AT transmission corridor (BRUA) phase 3 [TRA-N-959] @ Csanadpalota 2: Transmission Romania -> Transmission Hungary (MGP) | new entry |  | TARGET
2026-10-12 | gas_pipeline | Greece | Booster Compressor Station for TAP in Nea Messimvria [TRA-F-971] @ Nea Mesimvria: Transmission Greece -> Transmission Trans-Adriatic Pipeline Greece | expected_online | 2025 | 2028
2026-10-12 | gas_pipeline | Greece | Booster Compressor Station for TAP in Nea Messimvria [TRA-F-971] @ Nea Mesimvria: Transmission Greece -> Transmission Trans-Adriatic Pipeline Greece | capacity_value | 5 | 25
2026-10-12 | gas_pipeline | Greece | Smartening up the existing GR gas transmission network-SmartSwitch project [RET-N-973] @ Kulata (BG) / Sidirokastron (GR): Transmission Bulgaria (NGTS) -> Transmission Greece | new entry |  | TARGET
2026-10-12 | gas_pipeline | Greece | Smartening up the existing GR gas transmission network-SmartSwitch project [RET-N-973] @ Kulata (BG) / Sidirokastron (GR): Transmission Greece -> Transmission Bulgaria (NGTS) | new entry |  | TARGET
2026-10-12 | gas_pipeline | France | Franco-Belgian H2 corridor [H2T-A-1035] @ (Modelling) Blaregnies (BE) / Taisnières (H) (FR) (Segeo/Troll): Transmission Belgium (H-Zone) -> Transmission France (NS1) | new entry |  | TARGET
2026-10-12 | gas_pipeline | Croatia | LNG Evacuation Pipeline Kozarac-Slobodnica [TRA-N-1058] @ Dravaszerdahely: Transmission Hungary (MGP) -> Transmission Croatia | new entry |  | TARGET
2026-10-12 | gas_pipeline | Croatia | LNG Evacuation Pipeline Kozarac-Slobodnica [TRA-N-1058] @ Dravaszerdahely: Transmission Croatia -> Transmission Hungary (MGP) | new entry |  | TARGET
2026-10-12 | gas_pipeline | Italy | Export to Malta [TRA-N-1063] @ Gela (Italy) SRG-MTGP (Malta) Interconnection Point: Transmission Italy (PSV) (Italy Southern Import Fork) -> Transmission Malta | new entry |  | TARGET
2026-10-12 | gas_pipeline | Bulgaria | Capacity increase from Bulgaria to Romania (Rupcha-Vetrino Looping) [TRA-N-1124] @ (Modelling) Negru Voda Aggregated: Transmission Bulgaria (NGTS) -> Transmission Romania | new entry |  | TARGET
2026-10-12 | gas_pipeline | Greece | Reinforcement of NNGTS - South section [TRA-N-1131] @ Kulata (BG) / Sidirokastron (GR): Transmission Greece -> Transmission Bulgaria (NGTS) | new entry |  | TARGET
2026-10-12 | gas_pipeline | Greece | Reinforcement of NNGTS - South section [TRA-N-1131] @ Kulata (BG) / Sidirokastron (GR): Transmission Greece -> Transmission Bulgaria (NGTS) | new entry |  | TARGET
2026-10-12 | gas_pipeline | Bulgaria | Technical capacity increase of gas transmission from GR to BG [TRA-N-1140] @ Kulata (BG) / Sidirokastron (GR): Transmission Greece -> Transmission Bulgaria (NGTS) | new entry |  | TARGET
2026-10-12 | gas_pipeline | Bulgaria | Technical capacity increase of gas transmission from GR to BG [TRA-N-1140] @ Kulata (BG) / Sidirokastron (GR): Transmission Greece -> Transmission Bulgaria (NGTS) | new entry |  | TARGET
2026-10-12 | gas_pipeline | Slovakia | Capacity intensification of the Poland – Slovak Interconnector [TRA-N-1143] @ Vyrava: Transmission Poland (VTP - GAZ-SYSTEM) -> Transmission Slovakia | new entry |  | TARGET
2026-10-12 | gas_pipeline | Slovakia | Capacity intensification of the Poland – Slovak Interconnector [TRA-N-1143] @ Vyrava: Transmission Slovakia -> Transmission Poland (VTP - GAZ-SYSTEM) | new entry |  | TARGET
2026-10-12 | gas_pipeline | Croatia | Gas system retrofitting for 100% H2 future capability [RET-N-1155] @ Dravaszerdahely: Transmission Hungary (MGP) -> Transmission Croatia | new entry |  | TARGET
2026-10-12 | gas_pipeline | Croatia | Gas system retrofitting for 100% H2 future capability [RET-N-1155] @ Dravaszerdahely: Transmission Croatia -> Transmission Hungary (MGP) | new entry |  | TARGET
2026-10-12 | gas_pipeline | Croatia | Gas system retrofitting for 100% H2 future capability [RET-N-1155] @ Rogatec: Transmission Slovenia -> Transmission Croatia | new entry |  | TARGET
2026-10-12 | gas_pipeline | Croatia | Gas system retrofitting for 100% H2 future capability [RET-N-1155] @ Rogatec: Transmission Croatia -> Transmission Slovenia | new entry |  | TARGET
2026-10-12 | gas_pipeline | Croatia | Gas system retrofitting for 100% H2 future capability [RET-N-1155] @ H2_IP_HR-HU: Transmission Hungary (HU Hydrogen) -> Transmission Croatia (HR Hydrogen) | new entry |  | TARGET
2026-10-12 | gas_pipeline | Croatia | Gas system retrofitting for 100% H2 future capability [RET-N-1155] @ H2_IP_HR-HU: Transmission Croatia (HR Hydrogen) -> Transmission Hungary (HU Hydrogen) | new entry |  | TARGET
2026-10-12 | gas_pipeline | Croatia | Gas system retrofitting for 100% H2 future capability [RET-N-1155] @ H2_IP_HR-SI: Transmission Slovenia (SI Hydrogen) -> Transmission Croatia (HR Hydrogen) | new entry |  | TARGET
2026-10-12 | gas_pipeline | Croatia | Gas system retrofitting for 100% H2 future capability [RET-N-1155] @ H2_IP_HR-SI: Transmission Croatia (HR Hydrogen) -> Transmission Slovenia (SI Hydrogen) | new entry |  | TARGET
2026-10-12 | gas_pipeline | Italy | Matagiola - Massafra pipeline [TRA-N-1195] @ Melendugno - IT / TAP: Transmission Trans-Adriatic Pipeline Albania -> Transmission Italy (PSV) (Southern Projects) | new entry |  | TARGET
2026-10-12 | gas_pipeline | Slovakia | Firm transmission capacity increase at the IP Veľké Zlievce [TRA-N-1235] @ Balassagyarmat (HU) / Velké Zlievce (SK): Transmission Hungary (MGP) -> Transmission Slovakia | new entry |  | TARGET
2026-10-12 | gas_pipeline | Slovakia | Firm transmission capacity increase at the IP Veľké Zlievce [TRA-N-1235] @ Balassagyarmat (HU) / Velké Zlievce (SK): Transmission Slovakia -> Transmission Hungary (MGP) | new entry |  | TARGET
2026-10-12 | gas_pipeline | Slovenia | Croatia-Slovenia-Austria H2 corridor [H2T-N-1237] @ Rogatec: Transmission Slovenia -> Transmission Croatia | new entry |  | TARGET
2026-10-12 | gas_pipeline | Slovenia | Croatia-Slovenia-Austria H2 corridor [H2T-N-1237] @ Murfeld (AT) / Ceršak (SI): Transmission Austria (CEGH) -> Transmission Slovenia | new entry |  | TARGET
2026-10-12 | gas_pipeline | Czechia | Czech H2 Backbone NORTH [H2T-N-1251] @ Lanžhot **: Transmission Slovakia -> Transmission Czech Republic (VOB) | new entry |  | TARGET
2026-10-12 | gas_pipeline | Czechia | Czech H2 Backbone NORTH [H2T-N-1251] @ Lanžhot **: Transmission Czech Republic (VOB) -> Transmission Slovakia | new entry |  | TARGET
2026-10-12 | gas_pipeline | Czechia | Czech H2 Backbone NORTH [H2T-N-1251] @ VIP Brandov (N4G) **: Transmission Czech Republic (VOB) (Brandov) -> Transmission Czech Republic (VOB) | new entry |  | TARGET
2026-10-12 | gas_pipeline | Czechia | Czech H2 Backbone NORTH [H2T-N-1251] @ VIP Brandov (N4G) **: Transmission Czech Republic (VOB) -> Transmission Czech Republic (VOB) (Brandov) | new entry |  | TARGET
2026-10-12 | gas_pipeline | Czechia | Reverse Flow at IP Cieszyn [TRA-N-1260] @ Cieszyn (PL) / Český Těšín (CZ): Transmission Poland (VTP - GAZ-SYSTEM) -> Transmission Czech Republic (VOB) | new entry |  | TARGET
2026-10-12 | gas_pipeline | Belgium | Belgian CO2 Transmission Facilities [OTH-A-1269] @ (Modelling) Blaregnies (BE) / Taisnières (H) (FR) (Segeo/Troll): Transmission Belgium (H-Zone) -> Transmission France (NS1) | new entry |  | TARGET
2026-10-12 | gas_pipeline | Belgium | Belgian Hydrogen Backbone [H2T-A-1311] @ (Modelling) Alveringem: Transmission France (PEG North) (Dunkerque) -> Transmission Belgium (H-Zone) (Zeebrugge Beach) | new entry |  | TARGET
2026-10-12 | gas_pipeline | Netherlands | Transferring L-gas infrastructure to H2-gas infrastructure OSZ [TRA-N-1313] @ Bunde (DE) / Oude Statenzijl (L) (NL) (GUD): Transmission Germany (DE L-Gas) -> Transmission Netherlands (TTF) | new entry |  | TARGET
2026-10-12 | gas_pipeline | Netherlands | Transferring L-gas infrastructure to H2-gas infrastructure OSZ [TRA-N-1313] @ Bunde (DE) / Oude Statenzijl (L) (NL) (GUD): Transmission Netherlands (TTF) -> Transmission Germany (DE L-Gas) | new entry |  | TARGET
2026-10-12 | gas_pipeline | Netherlands | Transferring L-gas infrastructure to H2-gas infrastructure OSZ [TRA-N-1313] @ VIP TTF-THE-L: Transmission Germany (DE L-Gas) -> Transmission Netherlands (TTF) | new entry |  | TARGET
2026-10-12 | gas_pipeline | Netherlands | Transferring L-gas infrastructure to H2-gas infrastructure OSZ [TRA-N-1313] @ VIP TTF-THE-L: Transmission Netherlands (TTF) -> Transmission Germany (DE L-Gas) | new entry |  | TARGET
2026-10-12 | gas_pipeline | France | HySoW Atlantic [H2T-A-1327] @ VIP PIRINEOS: Transmission Spain (MS-ATR) -> Transmission France (NS4) | new entry |  | TARGET
2026-10-12 | gas_pipeline | France | HySoW Atlantic [H2T-A-1327] @ VIP PIRINEOS: Transmission France (NS4) -> Transmission Spain (MS-ATR) | new entry |  | TARGET
2026-10-12 | gas_pipeline | Slovenia | Italy-Slovenia-Hungary H2 corridor [H2T-N-1356] @ Gorizia (IT) /Šempeter (SI): Transmission Italia (PSV) -> Transmission Slovenia | new entry |  | TARGET
2026-10-12 | gas_pipeline | Italy | Development for new import from the South (Adriatica Line) [TRA-F-7] @ Italy Mezzogiorno Import Fork: Transmission Italy (PSV) (Southern Projects) -> Transmission Italia (PSV) | expected_online | 2026 | 2027
2026-10-12 | gas_pipeline | Italy | Development for new import from the South (Adriatica Line) [TRA-F-7] @ Italy Mezzogiorno Import Fork: Transmission Italy (PSV) (Southern Projects) -> Transmission Italia (PSV) | capacity_value | 55.4 | 210.4
2026-10-12 | gas_pipeline | Italy | Additional Southern developments [TRA-N-9] @ Italy Mezzogiorno Import Fork: Transmission Italy (PSV) (Southern Projects) -> Transmission Italia (PSV) | new entry |  | TARGET
2026-10-12 | gas_pipeline | France | HY-FEN – H2 Corridor Spain – France – Germany connection [H2T-N-569] @ FR - NS2: Transmission France -> Transmission France (NS2) | new entry |  | TARGET
2026-10-12 | gas_pipeline | France | HY-FEN – H2 Corridor Spain – France – Germany connection [H2T-N-569] @ FR - NS2: Transmission France (NS2) -> Transmission France | new entry |  | TARGET
2026-10-12 | gas_pipeline | Italy | Export enhancements phase 2 [TRA-N-1299] @ Italy Northern Export Fork: Transmission Italia (PSV) -> Transmission Italy (PSV) (Italy Northern Export Fork) | new entry |  | TARGET
2026-10-12 | gas_pipeline | Belgium | Belgian Hydrogen Backbone [H2T-A-1311] @ Zeebrugge Belgian Balancing Area: Transmission Belgium (H-Zone) (Zeebrugge Beach) -> Transmission Belgium (H-Zone) | new entry |  | TARGET
2026-10-12 | gas_pipeline | France | Developments for Montoir LNG terminal 2.5 bcm expansion [TRA-N-258] @ Montoir de Bretagne: LNG Terminals France (PEG North) -> Transmission France (NS3) | new entry |  | TARGET
2026-10-12 | gas_pipeline | France | Developments for Fosmax (Cavaou) LNG 8.25 bcm expansion [TRA-N-269] @ Fos (Tonkin/Cavaou): LNG Terminals France (PEG South) -> Transmission France (NS4) | new entry |  | TARGET
2026-10-12 | gas_pipeline | France | Developments for Fosmax (Cavaou) LNG 8.25 bcm expansion [TRA-N-269] @ Fos (Tonkin/Cavaou): LNG Terminals France (PEG South) -> Transmission France (NS4) | new entry |  | TARGET
2026-10-12 | gas_pipeline | Bulgaria | Smartening up the existing BG gas transmission network(SmartSwitch project) [RET-N-558] @ H2_IP_GR-BG: Transmission Greece (GR Hydrogen) -> Transmission Bulgaria (BG Hydrogen) | new entry |  | TARGET
2026-10-12 | gas_pipeline | Bulgaria | Smartening up the existing BG gas transmission network(SmartSwitch project) [RET-N-558] @ H2_IP_GR-BG: Transmission Bulgaria (BG Hydrogen) -> Transmission Greece (GR Hydrogen) | new entry |  | TARGET
2026-10-12 | gas_pipeline | Bulgaria | Smartening up the existing BG gas transmission network(SmartSwitch project) [RET-N-558] @ H2_IP_RO-BG: Transmission Romania (RO Hydrogen) -> Transmission Bulgaria (BG Hydrogen) | new entry |  | TARGET
2026-10-12 | gas_pipeline | Bulgaria | Smartening up the existing BG gas transmission network(SmartSwitch project) [RET-N-558] @ H2_IP_RO-BG: Transmission Bulgaria (BG Hydrogen) -> Transmission Romania (RO Hydrogen) | new entry |  | TARGET
2026-10-12 | gas_pipeline | Bulgaria | Smartening up the existing BG gas transmission network(SmartSwitch project) [RET-N-558] @ H2_IP_BG-MK: Transmission Bulgaria (BG Hydrogen) -> Transmission North Macedonia (MK Hydrogen) | new entry |  | TARGET
2026-10-12 | gas_pipeline | Bulgaria | IGB 3to5 Expansion & H2 Upgrade (the Project) [TRA-N-670] @ Stara Zagora: Transmission Interconnector Greece-Bulgaria Bulgaria -> Transmission Bulgaria (NGTS) | new entry |  | TARGET
2026-10-12 | gas_pipeline | Greece | Smartening up the existing GR gas transmission network-SmartSwitch project [RET-N-973] @ H2_IP_GR-BG: Transmission Bulgaria (BG Hydrogen) -> Transmission Greece (GR Hydrogen) | new entry |  | TARGET
2026-10-12 | gas_pipeline | Greece | Smartening up the existing GR gas transmission network-SmartSwitch project [RET-N-973] @ H2_IP_GR-BG: Transmission Greece (GR Hydrogen) -> Transmission Bulgaria (BG Hydrogen) | new entry |  | TARGET
2026-10-12 | gas_pipeline | Ukraine | Trans-Balkan Bi-directional Flow (Third stage) [TRA-N-1169] @ H2_IP_RO-UA: Transmission Ukraine (UA Hydrogen) -> Transmission Romania (RO Hydrogen) | new entry |  | TARGET
2026-10-12 | gas_pipeline | Greece | TAP first level of capacity expansion (1.2 bcm/y) - full operability reconfirmed | new entry |  | COMMISSIONED_RECENT
2026-10-12 | gas_storage | Italy | Alfonsine UGS Enhancement [UGS-N-1182] | new entry |  | TARGET
2026-10-12 | gas_storage | Slovakia | Underground Gas Storage Velke Kapusany [UGS-N-356] | new entry |  | TARGET
2026-10-12 | gas_storage | Romania | Sarmasel undeground gas storage in Romania [UGS-N-371] | new entry |  | TARGET
2026-10-12 | gas_storage | Romania | Falticeni UGS [UGS-N-399] | new entry |  | TARGET
2026-10-12 | gas_storage | Romania | Modernization of the natural gas storage infrastructure - Balaceanca UGS [UGS-N-606] | new entry |  | TARGET
2026-10-12 | gas_storage | Portugal | RENC-7 and RENC-8 Carriço UGS caverns [UGS-N-659] | new entry |  | TARGET
2026-10-12 | gas_field | Norway | Irpa (tie-in to Aasta Hansteen, gas) - production start | new entry |  | UNDER_CONSTRUCTION
2026-10-12 | gas_field | Norway | Fenris (with Valhall) - production start | new entry |  | UNDER_CONSTRUCTION
2026-10-12 | gas_field | Norway | Berling (tie-in to Asgard B, gas) - production start | new entry |  | UNDER_CONSTRUCTION
2026-10-12 | regas_terminal | Netherlands | Gate terminal: expansion (by 2026) | dropped | PLANNED
2026-10-12 | regas_terminal | Croatia | Krk Island: expansion (by 2029) | dropped | PLANNED
2026-10-12 | regas_terminal | Belgium | Zeebrugge: expansion (by 2026) | dropped | PLANNED
2026-10-12 | regas_terminal | Italy | Panigaglia (onshore regas) - started | dropped | COMMISSIONED_RECENT
2026-10-12 | regas_terminal | France | Fos Cavaou: expansion (by 2030) | dropped | PLANNED
2026-10-12 | regas_terminal | Germany | Stade (FSRU) - new terminal | dropped | UNDER_CONSTRUCTION

## Regas capacity
terminal | country | group | type | operator | status_on_map | alsi_start | alsi_end | alsi_dtrs_gwhd | alsi_dtrs_bcfd | alsi_dtrs_bcmy | alsi_latest_sendout_gwhd | alsi_gas_day | gie_map_nominal_bcm_n | gie_map_nominal_bcfd | ceiling_bcfd | ceiling_bcmy | ceiling_basis | alsi_vs_map_ratio
Vlorë | Albania | Balkans | FSRU |  | PLANNED | [11 empty] | none published
Zeebrugge | Belgium | EU27 | onshore regas | Fluxys LNG | OPERATIONAL | 2011-01-01 |  | 724.1 | 2.2832 | 23.6141 | 24.2 | 2026-10-10 | 19 | 1.837 | 2.2832 | 23.6141 | ALSI declared total reference send-out (dtrs) | 1.24
Krk | Croatia | EU27 | FSRU | LNG Croatia | OPERATIONAL | 2020-12-31 |  | 102.4 | 0.32288 | 3.3394 | 83.7 | 2026-10-10 | 3.5 | 0.3384 | 0.58979 | 6.1 | operator (LNG Hrvatska: maximum capacity 6.1 bcm/y since Nov 2025) | 0.95
Vasiliko | Cyprus | EU27 | FSRU |  | PLANNED | [7 empty] | 2.44 | 0.23591 | 0.23591 | 2.44 | GIE LNG map nominal annual capacity (August 2026)
Paldiski | Estonia | EU27 | onshore |  | PLANNED | [7 empty] | 2.5 | 0.24172 | 0.24172 | 2.5 | GIE LNG map nominal annual capacity (August 2026)
Tallinn (Muuga) | Estonia | EU27 | onshore |  | PLANNED | [7 empty] | 4 | 0.38675 | 0.38675 | 4 | GIE LNG map nominal annual capacity (August 2026)
Hamina | Finland | EU27 | onshore regas | Hamina LNG (3) | [7 empty] | 2026-10-10 |  |  |  |  | none published
Inkoo | Finland | EU27 | FSRU | Floating LNG Terminal Finland Oy | OPERATIONAL | 2023-01-16 |  | 140 | 0.44143 | 4.5656 | 0 | 2026-10-10 | 4.8 | 0.46409 | 0.44143 | 4.5656 | ALSI declared total reference send-out (dtrs) | 0.95
Dunkerque | France | EU27 | onshore regas | Dunkerque LNG | OPERATIONAL | 2016-12-11 |  | 574.8 | 1.8124 | 18.7452 | 308.5 | 2026-10-10 | 13 | 1.2569 | 1.8124 | 18.7452 | ALSI declared total reference send-out (dtrs) | 1.44
Fos Cavaou | France | EU27 | onshore regas | FOSMAX LNG | OPERATIONAL | 2011-01-01 |  | 320.5 | 1.0106 | 10.452 | 334 | 2026-10-10 | 10 | 0.96686 | 1.0106 | 10.452 | ALSI declared total reference send-out (dtrs) | 1.05
Fos Tonkin | France | EU27 | onshore regas | Elengy | OPERATIONAL | 2011-01-01 |  | 49.3 | 0.15545 | 1.6078 | 53.7 | 2026-10-10 | 1.5 | 0.14503 | 0.15545 | 1.6078 | ALSI declared total reference send-out (dtrs) | 1.07
Le Havre | France | EU27 | FSRU | TELSF |  | 2023-10-26 | 2026-01-22 |  |  |  |  | 2026-10-10 |  |  |  |  | none published
Montoir de Bretagne | France | EU27 | onshore regas | Elengy | OPERATIONAL | 2011-01-01 |  | 337 | 1.0626 | 10.9901 | 181.4 | 2026-10-10 | 10 | 0.96686 | 1.0626 | 10.9901 | ALSI declared total reference send-out (dtrs) | 1.1
Brunsbuettel 1 | Germany | EU27 | FSRU | Deutsche Energy Terminal | OPERATIONAL | 2023-03-22 |  | 128.1 | 0.40391 | 4.1775 | 15.7 | 2026-10-10 | 3.9 | 0.37708 | 0.40391 | 4.1775 | ALSI declared total reference send-out (dtrs) | 1.07
Brunsbüttel | Germany | EU27 | onshore |  | UNDER_CONSTRUCTION | [7 empty] | 10 | 0.96686 | 0.96686 | 10 | GIE LNG map nominal annual capacity (August 2026)
Lubmin 2 | Germany | EU27 | FSRU |  | PLANNED | [7 empty] | 17 | 1.6437 | 1.6437 | 17 | GIE LNG map nominal annual capacity (August 2026)
Mukran | Germany | EU27 | FSRU | Deutsche ReGas | OPERATIONAL | 2024-03-01 |  | 411.7 | 1.2981 | 13.4262 | 1.8 | 2026-10-10 | 5.2 | 0.50277 | 1.2981 | 13.4262 | ALSI declared total reference send-out (dtrs) | 2.58
Stade | Germany | EU27 | onshore |  | UNDER_CONSTRUCTION | [7 empty] | 13.3 | 1.2859 | 1.2859 | 13.3 | GIE LNG map nominal annual capacity (August 2026)
Stade 1 | Germany | EU27 | FSRU | Deutsche Energy Terminal | UNDER_CONSTRUCTION | [6 empty] | 2026-10-10 | 4.7 | 0.45443 | 0.45443 | 4.7 | GIE LNG map nominal annual capacity (August 2026)
Wilhelmshaven | Germany | EU27 | onshore |  | OPERATIONAL | [7 empty] | 4.6 | 0.44476 | 0.44476 | 4.6 | GIE LNG map nominal annual capacity (August 2026)
Wilhelmshaven 1 | Germany | EU27 | FSRU | Deutsche Energy Terminal |  | 2022-12-16 |  | 160.1 | 0.50481 | 5.2211 | 136.1 | 2026-10-10 |  |  | 0.50481 | 5.2211 | ALSI declared total reference send-out (dtrs)
Wilhelmshaven 2 | Germany | EU27 | FSRU | Deutsche Energy Terminal |  | 2025-08-29 |  | 144.1 | 0.45436 | 4.6993 | 77.9 | 2026-10-10 |  |  | 0.45436 | 4.6993 | ALSI declared total reference send-out (dtrs)
Alexandroupolis | Greece | EU27 | FSRU | Gastrade | OPERATIONAL | 2024-10-01 |  | 181.6 | 0.5726 | 5.9223 | 35.2 | 2026-10-10 | 5.5 | 0.53178 | 0.5726 | 5.9223 | ALSI declared total reference send-out (dtrs) | 1.08
Argo | Greece | EU27 | FSRU |  | PLANNED | [7 empty] | 4.6 | 0.44476 | 0.44476 | 4.6 | GIE LNG map nominal annual capacity (August 2026)
Dioriga Gas | Greece | EU27 | FSRU |  | PLANNED | [7 empty] | 2.5 | 0.24172 | 0.24172 | 2.5 | GIE LNG map nominal annual capacity (August 2026)
Revythoussa | Greece | EU27 | onshore regas | DESFA | OPERATIONAL | 2011-01-01 |  | 224.6 | 0.70819 | 7.3246 | 48.4 | 2026-10-10 | 7 | 0.6768 | 0.70819 | 7.3246 | ALSI declared total reference send-out (dtrs) | 1.05
Thessaloniki | Greece | EU27 | FSRU |  | PLANNED | [7 empty] | 4.82 | 0.46603 | 0.46603 | 4.82 | GIE LNG map nominal annual capacity (August 2026)
Thrace LNG | Greece | EU27 | FSRU |  | PLANNED | [7 empty] | 6 | 0.58012 | 0.58012 | 6 | GIE LNG map nominal annual capacity (August 2026)
Mag Mell | Ireland | EU27 | FSRU |  | PLANNED | [7 empty] | 2.6 | 0.25138 | 0.25138 | 2.6 | GIE LNG map nominal annual capacity (August 2026)
Shannon LNG | Ireland | EU27 | FSRU |  | PLANNED | [7 empty] | 7.8 | 0.75415 | 0.75415 | 7.8 | GIE LNG map nominal annual capacity (August 2026)
OLT Offshore LNG | Italy | EU27 | FSRU | OLT Offshore LNG Toscana | OPERATIONAL | 2011-01-01 |  | 183.4 | 0.57828 | 5.981 | 0 | 2026-10-10 | 5 | 0.48343 | 0.57828 | 5.981 | ALSI declared total reference send-out (dtrs) | 1.2
Panigaglia | Italy | EU27 | onshore regas | SNAM LNG | OPERATIONAL | 2025-03-01 |  | 119.5 | 0.3768 | 3.8971 | 1.4 | 2026-10-10 | 3.5 | 0.3384 | 0.3768 | 3.8971 | ALSI declared total reference send-out (dtrs) | 1.11
Piombino | Italy | EU27 | FSRU | SNAM LNG | OPERATIONAL | 2023-07-04 |  | 146.7 | 0.46256 | 4.7841 | 0 | 2026-10-10 | 5 | 0.48343 | 0.46256 | 4.7841 | ALSI declared total reference send-out (dtrs) | 0.96
Porto Empedocle | Italy | EU27 | onshore |  | PLANNED | [7 empty] | 8 | 0.77349 | 0.77349 | 8 | GIE LNG map nominal annual capacity (August 2026)
Ravenna | Italy | EU27 | FSRU | SNAM LNG | OPERATIONAL | 2025-06-01 |  | 146.7 | 0.46256 | 4.7841 | 25 | 2026-10-10 | 5 | 0.48343 | 0.46256 | 4.7841 | ALSI declared total reference send-out (dtrs) | 0.96
Rovigo | Italy | EU27 | onshore regas | Adriatic LNG | OPERATIONAL | 2011-01-01 |  | 293.4 | 0.92512 | 9.5682 | 246.3 | 2026-10-10 | 9.5 | 0.91852 | 0.92512 | 9.5682 | ALSI declared total reference send-out (dtrs) | 1.01
Skulte | Latvia | EU27 | FSRU |  | PLANNED | [7 empty] | 1.5 | 0.14503 | 0.14503 | 1.5 | GIE LNG map nominal annual capacity (August 2026)
Klaipėda | Lithuania | EU27 | FSRU | KN Energies | OPERATIONAL | 2016-04-07 |  | 120.7 | 0.38058 | 3.9362 | 53.2 | 2026-10-10 | 2.78 | 0.26879 | 0.38058 | 3.9362 | ALSI declared total reference send-out (dtrs) | 1.42
Delimara | Malta | EU27 | FSU |  | OPERATIONAL | [7 empty] | 0.7 | 0.06768 | 0.06768 | 0.7 | GIE LNG map nominal annual capacity (August 2026)
EemsEnergy | Netherlands | EU27 | FSRU | EemsEnergy Terminal | OPERATIONAL | 2022-09-16 |  | 341.7 | 1.0774 | 11.1434 | 293.5 | 2026-10-10 | 8 | 0.77349 | 1.0774 | 11.1434 | ALSI declared total reference send-out (dtrs) | 1.39
Rotterdam Gate | Netherlands | EU27 | onshore regas | Gate terminal | OPERATIONAL | 2012-01-01 |  | 631.5 | 1.9912 | 20.5942 | 586.2 | 2026-10-10 | 12 | 1.1602 | 1.9912 | 20.5942 | ALSI declared total reference send-out (dtrs) | 1.72
Gdańsk | Poland | EU27 | FSRU |  | UNDER_CONSTRUCTION | [7 empty] | 6.1 | 0.58979 | 0.58979 | 6.1 | GIE LNG map nominal annual capacity (August 2026)
Świnoujście | Poland | EU27 | onshore regas | GAZ-SYSTEM S.A. | OPERATIONAL | 2016-05-31 |  | 264 | 0.83242 | 8.6095 | 119 | 2026-10-10 | 8.3 | 0.8025 | 0.83242 | 8.6095 | ALSI declared total reference send-out (dtrs) | 1.04
Sines | Portugal | EU27 | onshore regas | REN Atlântico | OPERATIONAL | 2011-01-01 |  | 200 | 0.63062 | 6.5223 | 172.8 | 2026-10-10 | 7.6 | 0.73482 | 0.63062 | 6.5223 | ALSI declared total reference send-out (dtrs) | 0.86
Black Sea LNG | Romania | EU27 | FSRU |  | PLANNED | [7 empty] | 5 | 0.48343 | 0.48343 | 5 | GIE LNG map nominal annual capacity (August 2026)
Barcelona | Spain | EU27 | onshore regas | Enagás Transporte | OPERATIONAL | 2011-01-01 |  | 542.9 | 1.7118 | 17.7048 | 45.9 | 2026-10-10 | 17.1 | 1.6533 | 1.7118 | 17.7048 | ALSI declared total reference send-out (dtrs) | 1.04
Bilbao | Spain | EU27 | onshore regas | BBG | OPERATIONAL | 2011-01-01 |  | 222.7 | 0.70219 | 7.2626 | 215.1 | 2026-10-10 | 7 | 0.6768 | 0.70219 | 7.2626 | ALSI declared total reference send-out (dtrs) | 1.04
Cartagena | Spain | EU27 | onshore regas | Enagás Transporte | OPERATIONAL | 2011-01-01 |  | 375.8 | 1.1849 | 12.2554 | 39.8 | 2026-10-10 | 11.8 | 1.1409 | 1.1849 | 12.2554 | ALSI declared total reference send-out (dtrs) | 1.04
El Musel | Spain | EU27 | onshore regas | Musel E-Hub | OPERATIONAL | 2023-09-29 |  | 221.8 | 0.69936 | 7.2333 | 31.3 | 2026-10-10 | 7 | 0.6768 | 0.69936 | 7.2333 | ALSI declared total reference send-out (dtrs) | 1.03
Huelva | Spain | EU27 | onshore regas | Enagás Transporte | OPERATIONAL | 2011-01-01 |  | 375.8 | 1.1849 | 12.2554 | 44.9 | 2026-10-10 | 11.8 | 1.1409 | 1.1849 | 12.2554 | ALSI declared total reference send-out (dtrs) | 1.04
Mugardos | Spain | EU27 | onshore regas | Reganosa | OPERATIONAL | 2011-01-01 |  | 114.9 | 0.36229 | 3.7471 | 57.6 | 2026-10-10 | 3.6 | 0.34807 | 0.36229 | 3.7471 | ALSI declared total reference send-out (dtrs) | 1.04
Sagunto | Spain | EU27 | onshore regas | Saggas | OPERATIONAL | 2011-01-01 |  | 278.3 | 0.87751 | 9.0758 | 57.6 | 2026-10-10 | 8.8 | 0.85084 | 0.87751 | 9.0758 | ALSI declared total reference send-out (dtrs) | 1.03
Aliaga Etki | Turkey | Turkey | FSRU |  | OPERATIONAL | [7 empty] | 7.3 | 0.70581 | 0.70581 | 7.3 | GIE LNG map nominal annual capacity (August 2026)
Aliaga Izmir | Turkey | Turkey | onshore |  | OPERATIONAL | [7 empty] | 13.8 | 1.3343 | 1.3343 | 13.8 | GIE LNG map nominal annual capacity (August 2026)
Dörtyol | Turkey | Turkey | FSRU |  | OPERATIONAL | [7 empty] | 9.7 | 0.93786 | 0.93786 | 9.7 | GIE LNG map nominal annual capacity (August 2026)
Gulf of Saros | Turkey | Turkey | FSRU |  | OPERATIONAL | [7 empty] | 7.62 | 0.73675 | 0.73675 | 7.62 | GIE LNG map nominal annual capacity (August 2026)
Marmara Ereglisi | Turkey | Turkey | onshore |  | OPERATIONAL | [7 empty] | 12.8 | 1.2376 | 1.2376 | 12.8 | GIE LNG map nominal annual capacity (August 2026)
Isle of Grain | United Kingdom | United Kingdom | onshore |  | OPERATIONAL | [7 empty] | 19.5 | 1.8854 | 1.8854 | 19.5 | GIE LNG map nominal annual capacity (August 2026)
Milford Haven | United Kingdom | United Kingdom | onshore |  | OPERATIONAL | [7 empty] | 7.6 | 0.73482 | 0.73482 | 7.6 | GIE LNG map nominal annual capacity (August 2026)

## Regas by month
terminal / project | country | group | scenario | 2025-01 | 2025-02 | 2025-03 | 2025-04 | 2025-05 | 2025-06 | 2025-07 | 2025-08 | 2025-09 | 2025-10 | 2025-11 | 2025-12 | 2026-01 | 2026-02 | 2026-03 | 2026-04 | 2026-05 | 2026-06 | 2026-07 | 2026-08 | 2026-09 | 2026-10 | 2026-11 | 2026-12 | 2027-01 | 2027-02 | 2027-03 | 2027-04 | 2027-05 | 2027-06 | 2027-07 | 2027-08 | 2027-09 | 2027-10 | 2027-11 | 2027-12 | 2028-01 | 2028-02 | 2028-03 | 2028-04 | 2028-05 | 2028-06 | 2028-07 | 2028-08 | 2028-09 | 2028-10 | 2028-11 | 2028-12 | 2029-01 | 2029-02 | 2029-03 | 2029-04 | 2029-05 | 2029-06 | 2029-07 | 2029-08 | 2029-09 | 2029-10 | 2029-11 | 2029-12 | 2030-01 | 2030-02 | 2030-03 | 2030-04 | 2030-05 | 2030-06 | 2030-07 | 2030-08 | 2030-09 | 2030-10 | 2030-11 | 2030-12
Zeebrugge | Belgium | EU27 | committed (operating + under construction + FID) | 2.2832 | 2.2832 | 2.2832 | 2.2832 | 2.2832 | 2.2832 | 2.2832 | 2.2832 | 2.2832 | 2.2832 | 2.2832 | 2.2832 | 2.2832 | 2.2832 | 2.2832 | 2.2832 | 2.2832 | 2.2832 | 2.2832 | 2.2832 | 2.2832 | 2.2832 | 2.2832 | 2.2832 | 2.2832 | 2.2832 | 2.2832 | 2.2832 | 2.2832 | 2.2832 | 2.2832 | 2.2832 | 2.2832 | 2.2832 | 2.2832 | 2.2832 | 2.2832 | 2.2832 | 2.2832 | 2.2832 | 2.2832 | 2.2832 | 2.2832 | 2.2832 | 2.2832 | 2.2832 | 2.2832 | 2.2832 | 2.2832 | 2.2832 | 2.2832 | 2.2832 | 2.2832 | 2.2832 | 2.2832 | 2.2832 | 2.2832 | 2.2832 | 2.2832 | 2.2832 | 2.2832 | 2.2832 | 2.2832 | 2.2832 | 2.2832 | 2.2832 | 2.2832 | 2.2832 | 2.2832 | 2.2832 | 2.2832 | 2.2832
Krk | Croatia | EU27 | committed (operating + under construction + FID) | 0.3771 | 0.3771 | 0.3771 | 0.3771 | 0.3771 | 0.3771 | 0.3771 | 0.3771 | 0.3771 | 0.3771 | 0.5898 | 0.5898 | 0.5898 | 0.5898 | 0.5898 | 0.5898 | 0.5898 | 0.5898 | 0.5898 | 0.5898 | 0.5898 | 0.5898 | 0.5898 | 0.5898 | 0.5898 | 0.5898 | 0.5898 | 0.5898 | 0.5898 | 0.5898 | 0.5898 | 0.5898 | 0.5898 | 0.5898 | 0.5898 | 0.5898 | 0.5898 | 0.5898 | 0.5898 | 0.5898 | 0.5898 | 0.5898 | 0.5898 | 0.5898 | 0.5898 | 0.5898 | 0.5898 | 0.5898 | 0.5898 | 0.5898 | 0.5898 | 0.5898 | 0.5898 | 0.5898 | 0.5898 | 0.5898 | 0.5898 | 0.5898 | 0.5898 | 0.5898 | 0.5898 | 0.5898 | 0.5898 | 0.5898 | 0.5898 | 0.5898 | 0.5898 | 0.5898 | 0.5898 | 0.5898 | 0.5898 | 0.5898
Tallinn (Muuga) | Estonia | EU27 | committed (operating + under construction + FID) | 0 | 0 | 0 | 0 | 0 | 0 | 0 | 0 | 0 | 0 | 0 | 0 | 0 | 0 | 0 | 0 | 0 | 0 | 0 | 0 | 0 | 0 | 0 | 0 | 0 | 0 | 0 | 0 | 0 | 0 | 0 | 0 | 0 | 0 | 0 | 0 | 0 | 0 | 0 | 0 | 0 | 0 | 0 | 0 | 0 | 0 | 0 | 0 | 0 | 0 | 0 | 0 | 0 | 0 | 0 | 0 | 0 | 0 | 0 | 0 | 0 | 0 | 0 | 0 | 0 | 0 | 0 | 0 | 0 | 0 | 0 | 0
Inkoo | Finland | EU27 | committed (operating + under construction + FID) | 0.4414 | 0.4414 | 0.4414 | 0.4414 | 0.4414 | 0.4414 | 0.4414 | 0.4414 | 0.4414 | 0.4414 | 0.4414 | 0.4414 | 0.4414 | 0.4414 | 0.4414 | 0.4414 | 0.4414 | 0.4414 | 0.4414 | 0.4414 | 0.4414 | 0.4414 | 0.4414 | 0.4414 | 0.4414 | 0.4414 | 0.4414 | 0.4414 | 0.4414 | 0.4414 | 0.4414 | 0.4414 | 0.4414 | 0.4414 | 0.4414 | 0.4414 | 0.4414 | 0.4414 | 0.4414 | 0.4414 | 0.4414 | 0.4414 | 0.4414 | 0.4414 | 0.4414 | 0.4414 | 0.4414 | 0.4414 | 0.4414 | 0.4414 | 0.4414 | 0.4414 | 0.4414 | 0.4414 | 0.4414 | 0.4414 | 0.4414 | 0.4414 | 0.4414 | 0.4414 | 0.4414 | 0.4414 | 0.4414 | 0.4414 | 0.4414 | 0.4414 | 0.4414 | 0.4414 | 0.4414 | 0.4414 | 0.4414 | 0.4414
Dunkerque | France | EU27 | committed (operating + under construction + FID) | 1.8124 | 1.8124 | 1.8124 | 1.8124 | 1.8124 | 1.8124 | 1.8124 | 1.8124 | 1.8124 | 1.8124 | 1.8124 | 1.8124 | 1.8124 | 1.8124 | 1.8124 | 1.8124 | 1.8124 | 1.8124 | 1.8124 | 1.8124 | 1.8124 | 1.8124 | 1.8124 | 1.8124 | 1.8124 | 1.8124 | 1.8124 | 1.8124 | 1.8124 | 1.8124 | 1.8124 | 1.8124 | 1.8124 | 1.8124 | 1.8124 | 1.8124 | 1.8124 | 1.8124 | 1.8124 | 1.8124 | 1.8124 | 1.8124 | 1.8124 | 1.8124 | 1.8124 | 1.8124 | 1.8124 | 1.8124 | 1.8124 | 1.8124 | 1.8124 | 1.8124 | 1.8124 | 1.8124 | 1.8124 | 1.8124 | 1.8124 | 1.8124 | 1.8124 | 1.8124 | 1.8124 | 1.8124 | 1.8124 | 1.8124 | 1.8124 | 1.8124 | 1.8124 | 1.8124 | 1.8124 | 1.8124 | 1.8124 | 1.8124
Fos Cavaou | France | EU27 | committed (operating + under construction + FID) | 1.0106 | 1.0106 | 1.0106 | 1.0106 | 1.0106 | 1.0106 | 1.0106 | 1.0106 | 1.0106 | 1.0106 | 1.0106 | 1.0106 | 1.0106 | 1.0106 | 1.0106 | 1.0106 | 1.0106 | 1.0106 | 1.0106 | 1.0106 | 1.0106 | 1.0106 | 1.0106 | 1.0106 | 1.0106 | 1.0106 | 1.0106 | 1.0106 | 1.0106 | 1.0106 | 1.0106 | 1.0106 | 1.0106 | 1.0106 | 1.0106 | 1.0106 | 1.0106 | 1.0106 | 1.0106 | 1.0106 | 1.0106 | 1.0106 | 1.0106 | 1.0106 | 1.0106 | 1.0106 | 1.0106 | 1.0106 | 1.0106 | 1.0106 | 1.0106 | 1.0106 | 1.0106 | 1.0106 | 1.0106 | 1.0106 | 1.0106 | 1.0106 | 1.0106 | 1.0106 | 1.0106 | 1.0106 | 1.0106 | 1.0106 | 1.0106 | 1.0106 | 1.0106 | 1.0106 | 1.0106 | 1.0106 | 1.0106 | 1.0106
Fos Tonkin | France | EU27 | committed (operating + under construction + FID) | 0.1554 | 0.1554 | 0.1554 | 0.1554 | 0.1554 | 0.1554 | 0.1554 | 0.1554 | 0.1554 | 0.1554 | 0.1554 | 0.1554 | 0.1554 | 0.1554 | 0.1554 | 0.1554 | 0.1554 | 0.1554 | 0.1554 | 0.1554 | 0.1554 | 0.1554 | 0.1554 | 0.1554 | 0.1554 | 0.1554 | 0.1554 | 0.1554 | 0.1554 | 0.1554 | 0.1554 | 0.1554 | 0.1554 | 0.1554 | 0.1554 | 0.1554 | 0.1554 | 0.1554 | 0.1554 | 0.1554 | 0.1554 | 0.1554 | 0.1554 | 0.1554 | 0.1554 | 0.1554 | 0.1554 | 0.1554 | 0.1554 | 0.1554 | 0.1554 | 0.1554 | 0.1554 | 0.1554 | 0.1554 | 0.1554 | 0.1554 | 0.1554 | 0.1554 | 0.1554 | 0.1554 | 0.1554 | 0.1554 | 0.1554 | 0.1554 | 0.1554 | 0.1554 | 0.1554 | 0.1554 | 0.1554 | 0.1554 | 0.1554
Montoir de Bretagne | France | EU27 | committed (operating + under construction + FID) | 1.0626 | 1.0626 | 1.0626 | 1.0626 | 1.0626 | 1.0626 | 1.0626 | 1.0626 | 1.0626 | 1.0626 | 1.0626 | 1.0626 | 1.0626 | 1.0626 | 1.0626 | 1.0626 | 1.0626 | 1.0626 | 1.0626 | 1.0626 | 1.0626 | 1.0626 | 1.0626 | 1.0626 | 1.0626 | 1.0626 | 1.0626 | 1.0626 | 1.0626 | 1.0626 | 1.0626 | 1.0626 | 1.0626 | 1.0626 | 1.0626 | 1.0626 | 1.0626 | 1.0626 | 1.0626 | 1.0626 | 1.0626 | 1.0626 | 1.0626 | 1.0626 | 1.0626 | 1.0626 | 1.0626 | 1.0626 | 1.0626 | 1.0626 | 1.0626 | 1.0626 | 1.0626 | 1.0626 | 1.0626 | 1.0626 | 1.0626 | 1.0626 | 1.0626 | 1.0626 | 1.0626 | 1.0626 | 1.0626 | 1.0626 | 1.0626 | 1.0626 | 1.0626 | 1.0626 | 1.0626 | 1.0626 | 1.0626 | 1.0626
Brunsbuettel 1 | Germany | EU27 | committed (operating + under construction + FID) | 0.4039 | 0.4039 | 0.4039 | 0.4039 | 0.4039 | 0.4039 | 0.4039 | 0.4039 | 0.4039 | 0.4039 | 0.4039 | 0.4039 | 0.4039 | 0.4039 | 0.4039 | 0.4039 | 0.4039 | 0.4039 | 0.4039 | 0.4039 | 0.4039 | 0.4039 | 0.4039 | 0.4039 | 0.4039 | 0.4039 | 0.4039 | 0.4039 | 0.4039 | 0.4039 | 0.4039 | 0.4039 | 0.4039 | 0.4039 | 0.4039 | 0.4039 | 0.4039 | 0.4039 | 0.4039 | 0.4039 | 0.4039 | 0.4039 | 0.4039 | 0.4039 | 0.4039 | 0.4039 | 0.4039 | 0.4039 | 0.4039 | 0.4039 | 0.4039 | 0.4039 | 0.4039 | 0.4039 | 0.4039 | 0.4039 | 0.4039 | 0.4039 | 0.4039 | 0.4039 | 0.4039 | 0.4039 | 0.4039 | 0.4039 | 0.4039 | 0.4039 | 0.4039 | 0.4039 | 0.4039 | 0.4039 | 0.4039 | 0.4039
Brunsbüttel | Germany | EU27 | committed (operating + under construction + FID) | 0 | 0 | 0 | 0 | 0 | 0 | 0 | 0 | 0 | 0 | 0 | 0 | 0 | 0 | 0 | 0 | 0 | 0 | 0 | 0 | 0 | 0 | 0 | 0 | 0.9669 | 0.9669 | 0.9669 | 0.9669 | 0.9669 | 0.9669 | 0.9669 | 0.9669 | 0.9669 | 0.9669 | 0.9669 | 0.9669 | 0.9669 | 0.9669 | 0.9669 | 0.9669 | 0.9669 | 0.9669 | 0.9669 | 0.9669 | 0.9669 | 0.9669 | 0.9669 | 0.9669 | 0.9669 | 0.9669 | 0.9669 | 0.9669 | 0.9669 | 0.9669 | 0.9669 | 0.9669 | 0.9669 | 0.9669 | 0.9669 | 0.9669 | 0.9669 | 0.9669 | 0.9669 | 0.9669 | 0.9669 | 0.9669 | 0.9669 | 0.9669 | 0.9669 | 0.9669 | 0.9669 | 0.9669
Mukran | Germany | EU27 | committed (operating + under construction + FID) | 1.2981 | 1.2981 | 1.2981 | 1.2981 | 1.2981 | 1.2981 | 1.2981 | 1.2981 | 1.2981 | 1.2981 | 1.2981 | 1.2981 | 1.2981 | 1.2981 | 1.2981 | 1.2981 | 1.2981 | 1.2981 | 1.2981 | 1.2981 | 1.2981 | 1.2981 | 1.2981 | 1.2981 | 1.2981 | 1.2981 | 1.2981 | 1.2981 | 1.2981 | 1.2981 | 1.2981 | 1.2981 | 1.2981 | 1.2981 | 1.2981 | 1.2981 | 1.2981 | 1.2981 | 1.2981 | 1.2981 | 1.2981 | 1.2981 | 1.2981 | 1.2981 | 1.2981 | 1.2981 | 1.2981 | 1.2981 | 1.2981 | 1.2981 | 1.2981 | 1.2981 | 1.2981 | 1.2981 | 1.2981 | 1.2981 | 1.2981 | 1.2981 | 1.2981 | 1.2981 | 1.2981 | 1.2981 | 1.2981 | 1.2981 | 1.2981 | 1.2981 | 1.2981 | 1.2981 | 1.2981 | 1.2981 | 1.2981 | 1.2981
Stade | Germany | EU27 | committed (operating + under construction + FID) | 0 | 0 | 0 | 0 | 0 | 0 | 0 | 0 | 0 | 0 | 0 | 0 | 0 | 0 | 0 | 0 | 0 | 0 | 0 | 0 | 0 | 0 | 0 | 0 | 0 | 0 | 0 | 0 | 0 | 0 | 0 | 0 | 0 | 0 | 0 | 0 | 0 | 0 | 0 | 0 | 0 | 0 | 0 | 0 | 0 | 0 | 0 | 0 | 1.2859 | 1.2859 | 1.2859 | 1.2859 | 1.2859 | 1.2859 | 1.2859 | 1.2859 | 1.2859 | 1.2859 | 1.2859 | 1.2859 | 1.2859 | 1.2859 | 1.2859 | 1.2859 | 1.2859 | 1.2859 | 1.2859 | 1.2859 | 1.2859 | 1.2859 | 1.2859 | 1.2859
Stade 1 | Germany | EU27 | committed (operating + under construction + FID) | 0 | 0 | 0 | 0 | 0 | 0 | 0 | 0 | 0 | 0 | 0 | 0 | 0 | 0 | 0 | 0 | 0 | 0 | 0 | 0 | 0 | 0 | 0.4544 | 0.4544 | 0.4544 | 0.4544 | 0.4544 | 0.4544 | 0.4544 | 0.4544 | 0.4544 | 0.4544 | 0.4544 | 0.4544 | 0.4544 | 0.4544 | 0.4544 | 0.4544 | 0.4544 | 0.4544 | 0.4544 | 0.4544 | 0.4544 | 0.4544 | 0.4544 | 0.4544 | 0.4544 | 0.4544 | 0.4544 | 0.4544 | 0.4544 | 0.4544 | 0.4544 | 0.4544 | 0.4544 | 0.4544 | 0.4544 | 0.4544 | 0.4544 | 0.4544 | 0.4544 | 0.4544 | 0.4544 | 0.4544 | 0.4544 | 0.4544 | 0.4544 | 0.4544 | 0.4544 | 0.4544 | 0.4544 | 0.4544
Wilhelmshaven | Germany | EU27 | committed (operating + under construction + FID) | 0.4448 | 0.4448 | 0.4448 | 0.4448 | 0.4448 | 0.4448 | 0.4448 | 0.4448 | 0.4448 | 0.4448 | 0.4448 | 0.4448 | 0.4448 | 0.4448 | 0.4448 | 0.4448 | 0.4448 | 0.4448 | 0.4448 | 0.4448 | 0.4448 | 0.4448 | 0.4448 | 0.4448 | 0.4448 | 0.4448 | 0.4448 | 0.4448 | 0.4448 | 0.4448 | 0.4448 | 0.4448 | 0.4448 | 0.4448 | 0.4448 | 0.4448 | 0.4448 | 0.4448 | 0.4448 | 0.4448 | 0.4448 | 0.4448 | 0.4448 | 0.4448 | 0.4448 | 0.4448 | 0.4448 | 0.4448 | 0.4448 | 0.4448 | 0.4448 | 0.4448 | 0.4448 | 0.4448 | 0.4448 | 0.4448 | 0.4448 | 0.4448 | 0.4448 | 0.4448 | 0.4448 | 0.4448 | 0.4448 | 0.4448 | 0.4448 | 0.4448 | 0.4448 | 0.4448 | 0.4448 | 0.4448 | 0.4448 | 0.4448
Wilhelmshaven 1 | Germany | EU27 | committed (operating + under construction + FID) | 0.5048 | 0.5048 | 0.5048 | 0.5048 | 0.5048 | 0.5048 | 0.5048 | 0.5048 | 0.5048 | 0.5048 | 0.5048 | 0.5048 | 0.5048 | 0.5048 | 0.5048 | 0.5048 | 0.5048 | 0.5048 | 0.5048 | 0.5048 | 0.5048 | 0.5048 | 0.5048 | 0.5048 | 0.5048 | 0.5048 | 0.5048 | 0.5048 | 0.5048 | 0.5048 | 0.5048 | 0.5048 | 0.5048 | 0.5048 | 0.5048 | 0.5048 | 0.5048 | 0.5048 | 0.5048 | 0.5048 | 0.5048 | 0.5048 | 0.5048 | 0.5048 | 0.5048 | 0.5048 | 0.5048 | 0.5048 | 0.5048 | 0.5048 | 0.5048 | 0.5048 | 0.5048 | 0.5048 | 0.5048 | 0.5048 | 0.5048 | 0.5048 | 0.5048 | 0.5048 | 0.5048 | 0.5048 | 0.5048 | 0.5048 | 0.5048 | 0.5048 | 0.5048 | 0.5048 | 0.5048 | 0.5048 | 0.5048 | 0.5048
Wilhelmshaven 2 | Germany | EU27 | committed (operating + under construction + FID) | 0 | 0 | 0 | 0 | 0 | 0 | 0 | 0.4544 | 0.4544 | 0.4544 | 0.4544 | 0.4544 | 0.4544 | 0.4544 | 0.4544 | 0.4544 | 0.4544 | 0.4544 | 0.4544 | 0.4544 | 0.4544 | 0.4544 | 0.4544 | 0.4544 | 0.4544 | 0.4544 | 0.4544 | 0.4544 | 0.4544 | 0.4544 | 0.4544 | 0.4544 | 0.4544 | 0.4544 | 0.4544 | 0.4544 | 0.4544 | 0.4544 | 0.4544 | 0.4544 | 0.4544 | 0.4544 | 0.4544 | 0.4544 | 0.4544 | 0.4544 | 0.4544 | 0.4544 | 0.4544 | 0.4544 | 0.4544 | 0.4544 | 0.4544 | 0.4544 | 0.4544 | 0.4544 | 0.4544 | 0.4544 | 0.4544 | 0.4544 | 0.4544 | 0.4544 | 0.4544 | 0.4544 | 0.4544 | 0.4544 | 0.4544 | 0.4544 | 0.4544 | 0.4544 | 0.4544 | 0.4544
Alexandroupolis | Greece | EU27 | committed (operating + under construction + FID) | 0.4295 | 0.4295 | 0.4295 | 0.4295 | 0.4295 | 0.4295 | 0.4295 | 0.4295 | 0.4295 | 0.5726 | 0.5726 | 0.5726 | 0.5726 | 0.5726 | 0.5726 | 0.5726 | 0.5726 | 0.5726 | 0.5726 | 0.5726 | 0.5726 | 0.5726 | 0.5726 | 0.5726 | 0.5726 | 0.5726 | 0.5726 | 0.5726 | 0.5726 | 0.5726 | 0.5726 | 0.5726 | 0.5726 | 0.5726 | 0.5726 | 0.5726 | 0.5726 | 0.5726 | 0.5726 | 0.5726 | 0.5726 | 0.5726 | 0.5726 | 0.5726 | 0.5726 | 0.5726 | 0.5726 | 0.5726 | 0.5726 | 0.5726 | 0.5726 | 0.5726 | 0.5726 | 0.5726 | 0.5726 | 0.5726 | 0.5726 | 0.5726 | 0.5726 | 0.5726 | 0.5726 | 0.5726 | 0.5726 | 0.5726 | 0.5726 | 0.5726 | 0.5726 | 0.5726 | 0.5726 | 0.5726 | 0.5726 | 0.5726
Argo | Greece | EU27 | committed (operating + under construction + FID) | 0 | 0 | 0 | 0 | 0 | 0 | 0 | 0 | 0 | 0 | 0 | 0 | 0 | 0 | 0 | 0 | 0 | 0 | 0 | 0 | 0 | 0 | 0 | 0 | 0 | 0 | 0 | 0 | 0 | 0 | 0 | 0 | 0 | 0 | 0 | 0 | 0 | 0 | 0 | 0 | 0 | 0 | 0 | 0 | 0 | 0 | 0 | 0 | 0 | 0 | 0 | 0 | 0 | 0 | 0 | 0 | 0 | 0 | 0 | 0 | 0 | 0 | 0 | 0 | 0 | 0 | 0 | 0 | 0 | 0 | 0 | 0
Dioriga Gas | Greece | EU27 | committed (operating + under construction + FID) | 0 | 0 | 0 | 0 | 0 | 0 | 0 | 0 | 0 | 0 | 0 | 0 | 0 | 0 | 0 | 0 | 0 | 0 | 0 | 0 | 0 | 0 | 0 | 0 | 0 | 0 | 0 | 0 | 0 | 0 | 0 | 0 | 0 | 0 | 0 | 0 | 0 | 0 | 0 | 0 | 0 | 0 | 0 | 0 | 0 | 0 | 0 | 0 | 0 | 0 | 0 | 0 | 0 | 0 | 0 | 0 | 0 | 0 | 0 | 0 | 0 | 0 | 0 | 0 | 0 | 0 | 0 | 0 | 0 | 0 | 0 | 0
Revythoussa | Greece | EU27 | committed (operating + under construction + FID) | 0.7082 | 0.7082 | 0.7082 | 0.7082 | 0.7082 | 0.7082 | 0.7082 | 0.7082 | 0.7082 | 0.7082 | 0.7082 | 0.7082 | 0.7082 | 0.7082 | 0.7082 | 0.7082 | 0.7082 | 0.7082 | 0.7082 | 0.7082 | 0.7082 | 0.7082 | 0.7082 | 0.7082 | 0.7082 | 0.7082 | 0.7082 | 0.7082 | 0.7082 | 0.7082 | 0.7082 | 0.7082 | 0.7082 | 0.7082 | 0.7082 | 0.7082 | 0.7082 | 0.7082 | 0.7082 | 0.7082 | 0.7082 | 0.7082 | 0.7082 | 0.7082 | 0.7082 | 0.7082 | 0.7082 | 0.7082 | 0.7082 | 0.7082 | 0.7082 | 0.7082 | 0.7082 | 0.7082 | 0.7082 | 0.7082 | 0.7082 | 0.7082 | 0.7082 | 0.7082 | 0.7082 | 0.7082 | 0.7082 | 0.7082 | 0.7082 | 0.7082 | 0.7082 | 0.7082 | 0.7082 | 0.7082 | 0.7082 | 0.7082
Thessaloniki | Greece | EU27 | committed (operating + under construction + FID) | 0 | 0 | 0 | 0 | 0 | 0 | 0 | 0 | 0 | 0 | 0 | 0 | 0 | 0 | 0 | 0 | 0 | 0 | 0 | 0 | 0 | 0 | 0 | 0 | 0 | 0 | 0 | 0 | 0 | 0 | 0 | 0 | 0 | 0 | 0 | 0 | 0 | 0 | 0 | 0 | 0 | 0 | 0 | 0 | 0 | 0 | 0 | 0 | 0 | 0 | 0 | 0 | 0 | 0 | 0 | 0 | 0 | 0 | 0 | 0 | 0 | 0 | 0 | 0 | 0 | 0 | 0 | 0 | 0 | 0 | 0 | 0
Thrace LNG | Greece | EU27 | committed (operating + under construction + FID) | 0 | 0 | 0 | 0 | 0 | 0 | 0 | 0 | 0 | 0 | 0 | 0 | 0 | 0 | 0 | 0 | 0 | 0 | 0 | 0 | 0 | 0 | 0 | 0 | 0 | 0 | 0 | 0 | 0 | 0 | 0 | 0 | 0 | 0 | 0 | 0 | 0 | 0 | 0 | 0 | 0 | 0 | 0 | 0 | 0 | 0 | 0 | 0 | 0 | 0 | 0 | 0 | 0 | 0 | 0 | 0 | 0 | 0 | 0 | 0 | 0 | 0 | 0 | 0 | 0 | 0 | 0 | 0 | 0 | 0 | 0 | 0
OLT Offshore LNG | Italy | EU27 | committed (operating + under construction + FID) | 0.5783 | 0.5783 | 0.5783 | 0.5783 | 0.5783 | 0.5783 | 0.5783 | 0.5783 | 0.5783 | 0.5783 | 0.5783 | 0.5783 | 0.5783 | 0.5783 | 0.5783 | 0.5783 | 0.5783 | 0.5783 | 0.5783 | 0.5783 | 0.5783 | 0.5783 | 0.5783 | 0.5783 | 0.5783 | 0.5783 | 0.5783 | 0.5783 | 0.5783 | 0.5783 | 0.5783 | 0.5783 | 0.5783 | 0.5783 | 0.5783 | 0.5783 | 0.5783 | 0.5783 | 0.5783 | 0.5783 | 0.5783 | 0.5783 | 0.5783 | 0.5783 | 0.5783 | 0.5783 | 0.5783 | 0.5783 | 0.5783 | 0.5783 | 0.5783 | 0.5783 | 0.5783 | 0.5783 | 0.5783 | 0.5783 | 0.5783 | 0.5783 | 0.5783 | 0.5783 | 0.5783 | 0.5783 | 0.5783 | 0.5783 | 0.5783 | 0.5783 | 0.5783 | 0.5783 | 0.5783 | 0.5783 | 0.5783 | 0.5783
Panigaglia | Italy | EU27 | committed (operating + under construction + FID) | 0 | 0 | 0.3768 | 0.3768 | 0.3768 | 0.3768 | 0.3768 | 0.3768 | 0.3768 | 0.3768 | 0.3768 | 0.3768 | 0.3768 | 0.3768 | 0.3768 | 0.3768 | 0.3768 | 0.3768 | 0.3768 | 0.3768 | 0.3768 | 0.3768 | 0.3768 | 0.3768 | 0.3768 | 0.3768 | 0.3768 | 0.3768 | 0.3768 | 0.3768 | 0.3768 | 0.3768 | 0.3768 | 0.3768 | 0.3768 | 0.3768 | 0.3768 | 0.3768 | 0.3768 | 0.3768 | 0.3768 | 0.3768 | 0.3768 | 0.3768 | 0.3768 | 0.3768 | 0.3768 | 0.3768 | 0.3768 | 0.3768 | 0.3768 | 0.3768 | 0.3768 | 0.3768 | 0.3768 | 0.3768 | 0.3768 | 0.3768 | 0.3768 | 0.3768 | 0.3768 | 0.3768 | 0.3768 | 0.3768 | 0.3768 | 0.3768 | 0.3768 | 0.3768 | 0.3768 | 0.3768 | 0.3768 | 0.3768
Piombino | Italy | EU27 | committed (operating + under construction + FID) | 0.4626 | 0.4626 | 0.4626 | 0.4626 | 0.4626 | 0.4626 | 0.4626 | 0.4626 | 0.4626 | 0.4626 | 0.4626 | 0.4626 | 0.4626 | 0.4626 | 0.4626 | 0.4626 | 0.4626 | 0.4626 | 0.4626 | 0.4626 | 0.4626 | 0.4626 | 0.4626 | 0.4626 | 0.4626 | 0.4626 | 0.4626 | 0.4626 | 0.4626 | 0.4626 | 0.4626 | 0.4626 | 0.4626 | 0.4626 | 0.4626 | 0.4626 | 0.4626 | 0.4626 | 0.4626 | 0.4626 | 0.4626 | 0.4626 | 0.4626 | 0.4626 | 0.4626 | 0.4626 | 0.4626 | 0.4626 | 0.4626 | 0.4626 | 0.4626 | 0.4626 | 0.4626 | 0.4626 | 0.4626 | 0.4626 | 0.4626 | 0.4626 | 0.4626 | 0.4626 | 0.4626 | 0.4626 | 0.4626 | 0.4626 | 0.4626 | 0.4626 | 0.4626 | 0.4626 | 0.4626 | 0.4626 | 0.4626 | 0.4626
Ravenna | Italy | EU27 | committed (operating + under construction + FID) | 0 | 0 | 0 | 0 | 0 | 0.4626 | 0.4626 | 0.4626 | 0.4626 | 0.4626 | 0.4626 | 0.4626 | 0.4626 | 0.4626 | 0.4626 | 0.4626 | 0.4626 | 0.4626 | 0.4626 | 0.4626 | 0.4626 | 0.4626 | 0.4626 | 0.4626 | 0.4626 | 0.4626 | 0.4626 | 0.4626 | 0.4626 | 0.4626 | 0.4626 | 0.4626 | 0.4626 | 0.4626 | 0.4626 | 0.4626 | 0.4626 | 0.4626 | 0.4626 | 0.4626 | 0.4626 | 0.4626 | 0.4626 | 0.4626 | 0.4626 | 0.4626 | 0.4626 | 0.4626 | 0.4626 | 0.4626 | 0.4626 | 0.4626 | 0.4626 | 0.4626 | 0.4626 | 0.4626 | 0.4626 | 0.4626 | 0.4626 | 0.4626 | 0.4626 | 0.4626 | 0.4626 | 0.4626 | 0.4626 | 0.4626 | 0.4626 | 0.4626 | 0.4626 | 0.4626 | 0.4626 | 0.4626
Rovigo | Italy | EU27 | committed (operating + under construction + FID) | 0.9251 | 0.9251 | 0.9251 | 0.9251 | 0.9251 | 0.9251 | 0.9251 | 0.9251 | 0.9251 | 0.9251 | 0.9251 | 0.9251 | 0.9251 | 0.9251 | 0.9251 | 0.9251 | 0.9251 | 0.9251 | 0.9251 | 0.9251 | 0.9251 | 0.9251 | 0.9251 | 0.9251 | 0.9251 | 0.9251 | 0.9251 | 0.9251 | 0.9251 | 0.9251 | 0.9251 | 0.9251 | 0.9251 | 0.9251 | 0.9251 | 0.9251 | 0.9251 | 0.9251 | 0.9251 | 0.9251 | 0.9251 | 0.9251 | 0.9251 | 0.9251 | 0.9251 | 0.9251 | 0.9251 | 0.9251 | 0.9251 | 0.9251 | 0.9251 | 0.9251 | 0.9251 | 0.9251 | 0.9251 | 0.9251 | 0.9251 | 0.9251 | 0.9251 | 0.9251 | 0.9251 | 0.9251 | 0.9251 | 0.9251 | 0.9251 | 0.9251 | 0.9251 | 0.9251 | 0.9251 | 0.9251 | 0.9251 | 0.9251
Klaipėda | Lithuania | EU27 | committed (operating + under construction + FID) | 0.3806 | 0.3806 | 0.3806 | 0.3806 | 0.3806 | 0.3806 | 0.3806 | 0.3806 | 0.3806 | 0.3806 | 0.3806 | 0.3806 | 0.3806 | 0.3806 | 0.3806 | 0.3806 | 0.3806 | 0.3806 | 0.3806 | 0.3806 | 0.3806 | 0.3806 | 0.3806 | 0.3806 | 0.3806 | 0.3806 | 0.3806 | 0.3806 | 0.3806 | 0.3806 | 0.3806 | 0.3806 | 0.3806 | 0.3806 | 0.3806 | 0.3806 | 0.3806 | 0.3806 | 0.3806 | 0.3806 | 0.3806 | 0.3806 | 0.3806 | 0.3806 | 0.3806 | 0.3806 | 0.3806 | 0.3806 | 0.3806 | 0.3806 | 0.3806 | 0.3806 | 0.3806 | 0.3806 | 0.3806 | 0.3806 | 0.3806 | 0.3806 | 0.3806 | 0.3806 | 0.3806 | 0.3806 | 0.3806 | 0.3806 | 0.3806 | 0.3806 | 0.3806 | 0.3806 | 0.3806 | 0.3806 | 0.3806 | 0.3806
Delimara | Malta | EU27 | committed (operating + under construction + FID) | 0.0677 | 0.0677 | 0.0677 | 0.0677 | 0.0677 | 0.0677 | 0.0677 | 0.0677 | 0.0677 | 0.0677 | 0.0677 | 0.0677 | 0.0677 | 0.0677 | 0.0677 | 0.0677 | 0.0677 | 0.0677 | 0.0677 | 0.0677 | 0.0677 | 0.0677 | 0.0677 | 0.0677 | 0.0677 | 0.0677 | 0.0677 | 0.0677 | 0.0677 | 0.0677 | 0.0677 | 0.0677 | 0.0677 | 0.0677 | 0.0677 | 0.0677 | 0.0677 | 0.0677 | 0.0677 | 0.0677 | 0.0677 | 0.0677 | 0.0677 | 0.0677 | 0.0677 | 0.0677 | 0.0677 | 0.0677 | 0.0677 | 0.0677 | 0.0677 | 0.0677 | 0.0677 | 0.0677 | 0.0677 | 0.0677 | 0.0677 | 0.0677 | 0.0677 | 0.0677 | 0.0677 | 0.0677 | 0.0677 | 0.0677 | 0.0677 | 0.0677 | 0.0677 | 0.0677 | 0.0677 | 0.0677 | 0.0677 | 0.0677
EemsEnergy | Netherlands | EU27 | committed (operating + under construction + FID) | 1.0774 | 1.0774 | 1.0774 | 1.0774 | 1.0774 | 1.0774 | 1.0774 | 1.0774 | 1.0774 | 1.0774 | 1.0774 | 1.0774 | 1.0774 | 1.0774 | 1.0774 | 1.0774 | 1.0774 | 1.0774 | 1.0774 | 1.0774 | 1.0774 | 1.0774 | 1.0774 | 1.0774 | 1.0774 | 1.0774 | 1.0774 | 1.0774 | 1.0774 | 1.0774 | 1.0774 | 1.0774 | 1.0774 | 1.0774 | 1.0774 | 1.0774 | 1.0774 | 1.0774 | 1.0774 | 1.0774 | 1.0774 | 1.0774 | 1.0774 | 1.0774 | 1.0774 | 1.0774 | 1.0774 | 1.0774 | 1.0774 | 1.0774 | 1.0774 | 1.0774 | 1.0774 | 1.0774 | 1.0774 | 1.0774 | 1.0774 | 1.0774 | 1.0774 | 1.0774 | 1.0774 | 1.0774 | 1.0774 | 1.0774 | 1.0774 | 1.0774 | 1.0774 | 1.0774 | 1.0774 | 1.0774 | 1.0774 | 1.0774
EemsEnergyTerminal: two FSRU charters end Sep 2027, extension to 2036 | Netherlands | EU27 | committed (operating + under construction + FID) | 0 | 0 | 0 | 0 | 0 | 0 | 0 | 0 | 0 | 0 | 0 | 0 | 0 | 0 | 0 | 0 | 0 | 0 | 0 | 0 | 0 | 0 | 0 | 0 | 0 | 0 | 0 | 0 | 0 | 0 | 0 | 0 | 0.7735 | 0.7735 | 0.7735 | 0.7735 | 0.7735 | 0.7735 | 0.7735 | 0.7735 | 0.7735 | 0.7735 | 0.7735 | 0.7735 | 0.7735 | 0.7735 | 0.7735 | 0.7735 | 0.7735 | 0.7735 | 0.7735 | 0.7735 | 0.7735 | 0.7735 | 0.7735 | 0.7735 | 0.7735 | 0.7735 | 0.7735 | 0.7735 | 0.7735 | 0.7735 | 0.7735 | 0.7735 | 0.7735 | 0.7735 | 0.7735 | 0.7735 | 0.7735 | 0.7735 | 0.7735 | 0.7735
Gate terminal B.V. - Gate 4th tank, 4 bcma expansion [LNG-F-880] | Netherlands | EU27 | committed (operating + under construction + FID) | 0 | 0 | 0 | 0 | 0 | 0 | 0 | 0 | 0 | 0 | 0 | 0 | 0.3867 | 0.3867 | 0.3867 | 0.3867 | 0.3867 | 0.3867 | 0.3867 | 0.3867 | 0.3867 | 0.3867 | 0.3867 | 0.3867 | 0.3867 | 0.3867 | 0.3867 | 0.3867 | 0.3867 | 0.3867 | 0.3867 | 0.3867 | 0.3867 | 0.3867 | 0.3867 | 0.3867 | 0.3867 | 0.3867 | 0.3867 | 0.3867 | 0.3867 | 0.3867 | 0.3867 | 0.3867 | 0.3867 | 0.3867 | 0.3867 | 0.3867 | 0.3867 | 0.3867 | 0.3867 | 0.3867 | 0.3867 | 0.3867 | 0.3867 | 0.3867 | 0.3867 | 0.3867 | 0.3867 | 0.3867 | 0.3867 | 0.3867 | 0.3867 | 0.3867 | 0.3867 | 0.3867 | 0.3867 | 0.3867 | 0.3867 | 0.3867 | 0.3867 | 0.3867
Rotterdam Gate | Netherlands | EU27 | committed (operating + under construction + FID) | 1.9912 | 1.9912 | 1.9912 | 1.9912 | 1.9912 | 1.9912 | 1.9912 | 1.9912 | 1.9912 | 1.9912 | 1.9912 | 1.9912 | 1.9912 | 1.9912 | 1.9912 | 1.9912 | 1.9912 | 1.9912 | 1.9912 | 1.9912 | 1.9912 | 1.9912 | 1.9912 | 1.9912 | 1.9912 | 1.9912 | 1.9912 | 1.9912 | 1.9912 | 1.9912 | 1.9912 | 1.9912 | 1.9912 | 1.9912 | 1.9912 | 1.9912 | 1.9912 | 1.9912 | 1.9912 | 1.9912 | 1.9912 | 1.9912 | 1.9912 | 1.9912 | 1.9912 | 1.9912 | 1.9912 | 1.9912 | 1.9912 | 1.9912 | 1.9912 | 1.9912 | 1.9912 | 1.9912 | 1.9912 | 1.9912 | 1.9912 | 1.9912 | 1.9912 | 1.9912 | 1.9912 | 1.9912 | 1.9912 | 1.9912 | 1.9912 | 1.9912 | 1.9912 | 1.9912 | 1.9912 | 1.9912 | 1.9912 | 1.9912
Gdańsk | Poland | EU27 | committed (operating + under construction + FID) | 0 | 0 | 0 | 0 | 0 | 0 | 0 | 0 | 0 | 0 | 0 | 0 | 0 | 0 | 0 | 0 | 0 | 0 | 0 | 0 | 0 | 0 | 0 | 0 | 0 | 0 | 0 | 0 | 0 | 0 | 0 | 0 | 0 | 0 | 0 | 0 | 0.5898 | 0.5898 | 0.5898 | 0.5898 | 0.5898 | 0.5898 | 0.5898 | 0.5898 | 0.5898 | 0.5898 | 0.5898 | 0.5898 | 0.5898 | 0.5898 | 0.5898 | 0.5898 | 0.5898 | 0.5898 | 0.5898 | 0.5898 | 0.5898 | 0.5898 | 0.5898 | 0.5898 | 0.5898 | 0.5898 | 0.5898 | 0.5898 | 0.5898 | 0.5898 | 0.5898 | 0.5898 | 0.5898 | 0.5898 | 0.5898 | 0.5898
Świnoujście | Poland | EU27 | committed (operating + under construction + FID) | 0.8324 | 0.8324 | 0.8324 | 0.8324 | 0.8324 | 0.8324 | 0.8324 | 0.8324 | 0.8324 | 0.8324 | 0.8324 | 0.8324 | 0.8324 | 0.8324 | 0.8324 | 0.8324 | 0.8324 | 0.8324 | 0.8324 | 0.8324 | 0.8324 | 0.8324 | 0.8324 | 0.8324 | 0.8324 | 0.8324 | 0.8324 | 0.8324 | 0.8324 | 0.8324 | 0.8324 | 0.8324 | 0.8324 | 0.8324 | 0.8324 | 0.8324 | 0.8324 | 0.8324 | 0.8324 | 0.8324 | 0.8324 | 0.8324 | 0.8324 | 0.8324 | 0.8324 | 0.8324 | 0.8324 | 0.8324 | 0.8324 | 0.8324 | 0.8324 | 0.8324 | 0.8324 | 0.8324 | 0.8324 | 0.8324 | 0.8324 | 0.8324 | 0.8324 | 0.8324 | 0.8324 | 0.8324 | 0.8324 | 0.8324 | 0.8324 | 0.8324 | 0.8324 | 0.8324 | 0.8324 | 0.8324 | 0.8324 | 0.8324
Sines | Portugal | EU27 | committed (operating + under construction + FID) | 0.6306 | 0.6306 | 0.6306 | 0.6306 | 0.6306 | 0.6306 | 0.6306 | 0.6306 | 0.6306 | 0.6306 | 0.6306 | 0.6306 | 0.6306 | 0.6306 | 0.6306 | 0.6306 | 0.6306 | 0.6306 | 0.6306 | 0.6306 | 0.6306 | 0.6306 | 0.6306 | 0.6306 | 0.6306 | 0.6306 | 0.6306 | 0.6306 | 0.6306 | 0.6306 | 0.6306 | 0.6306 | 0.6306 | 0.6306 | 0.6306 | 0.6306 | 0.6306 | 0.6306 | 0.6306 | 0.6306 | 0.6306 | 0.6306 | 0.6306 | 0.6306 | 0.6306 | 0.6306 | 0.6306 | 0.6306 | 0.6306 | 0.6306 | 0.6306 | 0.6306 | 0.6306 | 0.6306 | 0.6306 | 0.6306 | 0.6306 | 0.6306 | 0.6306 | 0.6306 | 0.6306 | 0.6306 | 0.6306 | 0.6306 | 0.6306 | 0.6306 | 0.6306 | 0.6306 | 0.6306 | 0.6306 | 0.6306 | 0.6306
Black Sea LNG | Romania | EU27 | committed (operating + under construction + FID) | 0 | 0 | 0 | 0 | 0 | 0 | 0 | 0 | 0 | 0 | 0 | 0 | 0 | 0 | 0 | 0 | 0 | 0 | 0 | 0 | 0 | 0 | 0 | 0 | 0 | 0 | 0 | 0 | 0 | 0 | 0 | 0 | 0 | 0 | 0 | 0 | 0 | 0 | 0 | 0 | 0 | 0 | 0 | 0 | 0 | 0 | 0 | 0 | 0 | 0 | 0 | 0 | 0 | 0 | 0 | 0 | 0 | 0 | 0 | 0 | 0 | 0 | 0 | 0 | 0 | 0 | 0 | 0 | 0 | 0 | 0 | 0
Barcelona | Spain | EU27 | committed (operating + under construction + FID) | 1.7118 | 1.7118 | 1.7118 | 1.7118 | 1.7118 | 1.7118 | 1.7118 | 1.7118 | 1.7118 | 1.7118 | 1.7118 | 1.7118 | 1.7118 | 1.7118 | 1.7118 | 1.7118 | 1.7118 | 1.7118 | 1.7118 | 1.7118 | 1.7118 | 1.7118 | 1.7118 | 1.7118 | 1.7118 | 1.7118 | 1.7118 | 1.7118 | 1.7118 | 1.7118 | 1.7118 | 1.7118 | 1.7118 | 1.7118 | 1.7118 | 1.7118 | 1.7118 | 1.7118 | 1.7118 | 1.7118 | 1.7118 | 1.7118 | 1.7118 | 1.7118 | 1.7118 | 1.7118 | 1.7118 | 1.7118 | 1.7118 | 1.7118 | 1.7118 | 1.7118 | 1.7118 | 1.7118 | 1.7118 | 1.7118 | 1.7118 | 1.7118 | 1.7118 | 1.7118 | 1.7118 | 1.7118 | 1.7118 | 1.7118 | 1.7118 | 1.7118 | 1.7118 | 1.7118 | 1.7118 | 1.7118 | 1.7118 | 1.7118
Bilbao | Spain | EU27 | committed (operating + under construction + FID) | 0.7022 | 0.7022 | 0.7022 | 0.7022 | 0.7022 | 0.7022 | 0.7022 | 0.7022 | 0.7022 | 0.7022 | 0.7022 | 0.7022 | 0.7022 | 0.7022 | 0.7022 | 0.7022 | 0.7022 | 0.7022 | 0.7022 | 0.7022 | 0.7022 | 0.7022 | 0.7022 | 0.7022 | 0.7022 | 0.7022 | 0.7022 | 0.7022 | 0.7022 | 0.7022 | 0.7022 | 0.7022 | 0.7022 | 0.7022 | 0.7022 | 0.7022 | 0.7022 | 0.7022 | 0.7022 | 0.7022 | 0.7022 | 0.7022 | 0.7022 | 0.7022 | 0.7022 | 0.7022 | 0.7022 | 0.7022 | 0.7022 | 0.7022 | 0.7022 | 0.7022 | 0.7022 | 0.7022 | 0.7022 | 0.7022 | 0.7022 | 0.7022 | 0.7022 | 0.7022 | 0.7022 | 0.7022 | 0.7022 | 0.7022 | 0.7022 | 0.7022 | 0.7022 | 0.7022 | 0.7022 | 0.7022 | 0.7022 | 0.7022
Cartagena | Spain | EU27 | committed (operating + under construction + FID) | 1.1849 | 1.1849 | 1.1849 | 1.1849 | 1.1849 | 1.1849 | 1.1849 | 1.1849 | 1.1849 | 1.1849 | 1.1849 | 1.1849 | 1.1849 | 1.1849 | 1.1849 | 1.1849 | 1.1849 | 1.1849 | 1.1849 | 1.1849 | 1.1849 | 1.1849 | 1.1849 | 1.1849 | 1.1849 | 1.1849 | 1.1849 | 1.1849 | 1.1849 | 1.1849 | 1.1849 | 1.1849 | 1.1849 | 1.1849 | 1.1849 | 1.1849 | 1.1849 | 1.1849 | 1.1849 | 1.1849 | 1.1849 | 1.1849 | 1.1849 | 1.1849 | 1.1849 | 1.1849 | 1.1849 | 1.1849 | 1.1849 | 1.1849 | 1.1849 | 1.1849 | 1.1849 | 1.1849 | 1.1849 | 1.1849 | 1.1849 | 1.1849 | 1.1849 | 1.1849 | 1.1849 | 1.1849 | 1.1849 | 1.1849 | 1.1849 | 1.1849 | 1.1849 | 1.1849 | 1.1849 | 1.1849 | 1.1849 | 1.1849
El Musel | Spain | EU27 | committed (operating + under construction + FID) | 0.6994 | 0.6994 | 0.6994 | 0.6994 | 0.6994 | 0.6994 | 0.6994 | 0.6994 | 0.6994 | 0.6994 | 0.6994 | 0.6994 | 0.6994 | 0.6994 | 0.6994 | 0.6994 | 0.6994 | 0.6994 | 0.6994 | 0.6994 | 0.6994 | 0.6994 | 0.6994 | 0.6994 | 0.6994 | 0.6994 | 0.6994 | 0.6994 | 0.6994 | 0.6994 | 0.6994 | 0.6994 | 0.6994 | 0.6994 | 0.6994 | 0.6994 | 0.6994 | 0.6994 | 0.6994 | 0.6994 | 0.6994 | 0.6994 | 0.6994 | 0.6994 | 0.6994 | 0.6994 | 0.6994 | 0.6994 | 0.6994 | 0.6994 | 0.6994 | 0.6994 | 0.6994 | 0.6994 | 0.6994 | 0.6994 | 0.6994 | 0.6994 | 0.6994 | 0.6994 | 0.6994 | 0.6994 | 0.6994 | 0.6994 | 0.6994 | 0.6994 | 0.6994 | 0.6994 | 0.6994 | 0.6994 | 0.6994 | 0.6994
Huelva | Spain | EU27 | committed (operating + under construction + FID) | 1.1849 | 1.1849 | 1.1849 | 1.1849 | 1.1849 | 1.1849 | 1.1849 | 1.1849 | 1.1849 | 1.1849 | 1.1849 | 1.1849 | 1.1849 | 1.1849 | 1.1849 | 1.1849 | 1.1849 | 1.1849 | 1.1849 | 1.1849 | 1.1849 | 1.1849 | 1.1849 | 1.1849 | 1.1849 | 1.1849 | 1.1849 | 1.1849 | 1.1849 | 1.1849 | 1.1849 | 1.1849 | 1.1849 | 1.1849 | 1.1849 | 1.1849 | 1.1849 | 1.1849 | 1.1849 | 1.1849 | 1.1849 | 1.1849 | 1.1849 | 1.1849 | 1.1849 | 1.1849 | 1.1849 | 1.1849 | 1.1849 | 1.1849 | 1.1849 | 1.1849 | 1.1849 | 1.1849 | 1.1849 | 1.1849 | 1.1849 | 1.1849 | 1.1849 | 1.1849 | 1.1849 | 1.1849 | 1.1849 | 1.1849 | 1.1849 | 1.1849 | 1.1849 | 1.1849 | 1.1849 | 1.1849 | 1.1849 | 1.1849
Mugardos | Spain | EU27 | committed (operating + under construction + FID) | 0.3623 | 0.3623 | 0.3623 | 0.3623 | 0.3623 | 0.3623 | 0.3623 | 0.3623 | 0.3623 | 0.3623 | 0.3623 | 0.3623 | 0.3623 | 0.3623 | 0.3623 | 0.3623 | 0.3623 | 0.3623 | 0.3623 | 0.3623 | 0.3623 | 0.3623 | 0.3623 | 0.3623 | 0.3623 | 0.3623 | 0.3623 | 0.3623 | 0.3623 | 0.3623 | 0.3623 | 0.3623 | 0.3623 | 0.3623 | 0.3623 | 0.3623 | 0.3623 | 0.3623 | 0.3623 | 0.3623 | 0.3623 | 0.3623 | 0.3623 | 0.3623 | 0.3623 | 0.3623 | 0.3623 | 0.3623 | 0.3623 | 0.3623 | 0.3623 | 0.3623 | 0.3623 | 0.3623 | 0.3623 | 0.3623 | 0.3623 | 0.3623 | 0.3623 | 0.3623 | 0.3623 | 0.3623 | 0.3623 | 0.3623 | 0.3623 | 0.3623 | 0.3623 | 0.3623 | 0.3623 | 0.3623 | 0.3623 | 0.3623
Sagunto | Spain | EU27 | committed (operating + under construction + FID) | 0.8775 | 0.8775 | 0.8775 | 0.8775 | 0.8775 | 0.8775 | 0.8775 | 0.8775 | 0.8775 | 0.8775 | 0.8775 | 0.8775 | 0.8775 | 0.8775 | 0.8775 | 0.8775 | 0.8775 | 0.8775 | 0.8775 | 0.8775 | 0.8775 | 0.8775 | 0.8775 | 0.8775 | 0.8775 | 0.8775 | 0.8775 | 0.8775 | 0.8775 | 0.8775 | 0.8775 | 0.8775 | 0.8775 | 0.8775 | 0.8775 | 0.8775 | 0.8775 | 0.8775 | 0.8775 | 0.8775 | 0.8775 | 0.8775 | 0.8775 | 0.8775 | 0.8775 | 0.8775 | 0.8775 | 0.8775 | 0.8775 | 0.8775 | 0.8775 | 0.8775 | 0.8775 | 0.8775 | 0.8775 | 0.8775 | 0.8775 | 0.8775 | 0.8775 | 0.8775 | 0.8775 | 0.8775 | 0.8775 | 0.8775 | 0.8775 | 0.8775 | 0.8775 | 0.8775 | 0.8775 | 0.8775 | 0.8775 | 0.8775
Aliaga Etki | Turkey | Turkey | committed (operating + under construction + FID) | 0.7058 | 0.7058 | 0.7058 | 0.7058 | 0.7058 | 0.7058 | 0.7058 | 0.7058 | 0.7058 | 0.7058 | 0.7058 | 0.7058 | 0.7058 | 0.7058 | 0.7058 | 0.7058 | 0.7058 | 0.7058 | 0.7058 | 0.7058 | 0.7058 | 0.7058 | 0.7058 | 0.7058 | 0.7058 | 0.7058 | 0.7058 | 0.7058 | 0.7058 | 0.7058 | 0.7058 | 0.7058 | 0.7058 | 0.7058 | 0.7058 | 0.7058 | 0.7058 | 0.7058 | 0.7058 | 0.7058 | 0.7058 | 0.7058 | 0.7058 | 0.7058 | 0.7058 | 0.7058 | 0.7058 | 0.7058 | 0.7058 | 0.7058 | 0.7058 | 0.7058 | 0.7058 | 0.7058 | 0.7058 | 0.7058 | 0.7058 | 0.7058 | 0.7058 | 0.7058 | 0.7058 | 0.7058 | 0.7058 | 0.7058 | 0.7058 | 0.7058 | 0.7058 | 0.7058 | 0.7058 | 0.7058 | 0.7058 | 0.7058
Aliaga Izmir | Turkey | Turkey | committed (operating + under construction + FID) | 1.3343 | 1.3343 | 1.3343 | 1.3343 | 1.3343 | 1.3343 | 1.3343 | 1.3343 | 1.3343 | 1.3343 | 1.3343 | 1.3343 | 1.3343 | 1.3343 | 1.3343 | 1.3343 | 1.3343 | 1.3343 | 1.3343 | 1.3343 | 1.3343 | 1.3343 | 1.3343 | 1.3343 | 1.3343 | 1.3343 | 1.3343 | 1.3343 | 1.3343 | 1.3343 | 1.3343 | 1.3343 | 1.3343 | 1.3343 | 1.3343 | 1.3343 | 1.3343 | 1.3343 | 1.3343 | 1.3343 | 1.3343 | 1.3343 | 1.3343 | 1.3343 | 1.3343 | 1.3343 | 1.3343 | 1.3343 | 1.3343 | 1.3343 | 1.3343 | 1.3343 | 1.3343 | 1.3343 | 1.3343 | 1.3343 | 1.3343 | 1.3343 | 1.3343 | 1.3343 | 1.3343 | 1.3343 | 1.3343 | 1.3343 | 1.3343 | 1.3343 | 1.3343 | 1.3343 | 1.3343 | 1.3343 | 1.3343 | 1.3343
Dörtyol | Turkey | Turkey | committed (operating + under construction + FID) | 0.9379 | 0.9379 | 0.9379 | 0.9379 | 0.9379 | 0.9379 | 0.9379 | 0.9379 | 0.9379 | 0.9379 | 0.9379 | 0.9379 | 0.9379 | 0.9379 | 0.9379 | 0.9379 | 0.9379 | 0.9379 | 0.9379 | 0.9379 | 0.9379 | 0.9379 | 0.9379 | 0.9379 | 0.9379 | 0.9379 | 0.9379 | 0.9379 | 0.9379 | 0.9379 | 0.9379 | 0.9379 | 0.9379 | 0.9379 | 0.9379 | 0.9379 | 0.9379 | 0.9379 | 0.9379 | 0.9379 | 0.9379 | 0.9379 | 0.9379 | 0.9379 | 0.9379 | 0.9379 | 0.9379 | 0.9379 | 0.9379 | 0.9379 | 0.9379 | 0.9379 | 0.9379 | 0.9379 | 0.9379 | 0.9379 | 0.9379 | 0.9379 | 0.9379 | 0.9379 | 0.9379 | 0.9379 | 0.9379 | 0.9379 | 0.9379 | 0.9379 | 0.9379 | 0.9379 | 0.9379 | 0.9379 | 0.9379 | 0.9379
Gulf of Saros | Turkey | Turkey | committed (operating + under construction + FID) | 0.7368 | 0.7368 | 0.7368 | 0.7368 | 0.7368 | 0.7368 | 0.7368 | 0.7368 | 0.7368 | 0.7368 | 0.7368 | 0.7368 | 0.7368 | 0.7368 | 0.7368 | 0.7368 | 0.7368 | 0.7368 | 0.7368 | 0.7368 | 0.7368 | 0.7368 | 0.7368 | 0.7368 | 0.7368 | 0.7368 | 0.7368 | 0.7368 | 0.7368 | 0.7368 | 0.7368 | 0.7368 | 0.7368 | 0.7368 | 0.7368 | 0.7368 | 0.7368 | 0.7368 | 0.7368 | 0.7368 | 0.7368 | 0.7368 | 0.7368 | 0.7368 | 0.7368 | 0.7368 | 0.7368 | 0.7368 | 0.7368 | 0.7368 | 0.7368 | 0.7368 | 0.7368 | 0.7368 | 0.7368 | 0.7368 | 0.7368 | 0.7368 | 0.7368 | 0.7368 | 0.7368 | 0.7368 | 0.7368 | 0.7368 | 0.7368 | 0.7368 | 0.7368 | 0.7368 | 0.7368 | 0.7368 | 0.7368 | 0.7368
Marmara Ereglisi | Turkey | Turkey | committed (operating + under construction + FID) | 1.2376 | 1.2376 | 1.2376 | 1.2376 | 1.2376 | 1.2376 | 1.2376 | 1.2376 | 1.2376 | 1.2376 | 1.2376 | 1.2376 | 1.2376 | 1.2376 | 1.2376 | 1.2376 | 1.2376 | 1.2376 | 1.2376 | 1.2376 | 1.2376 | 1.2376 | 1.2376 | 1.2376 | 1.2376 | 1.2376 | 1.2376 | 1.2376 | 1.2376 | 1.2376 | 1.2376 | 1.2376 | 1.2376 | 1.2376 | 1.2376 | 1.2376 | 1.2376 | 1.2376 | 1.2376 | 1.2376 | 1.2376 | 1.2376 | 1.2376 | 1.2376 | 1.2376 | 1.2376 | 1.2376 | 1.2376 | 1.2376 | 1.2376 | 1.2376 | 1.2376 | 1.2376 | 1.2376 | 1.2376 | 1.2376 | 1.2376 | 1.2376 | 1.2376 | 1.2376 | 1.2376 | 1.2376 | 1.2376 | 1.2376 | 1.2376 | 1.2376 | 1.2376 | 1.2376 | 1.2376 | 1.2376 | 1.2376 | 1.2376
Isle of Grain | United Kingdom | United Kingdom | committed (operating + under construction + FID) | 1.8854 | 1.8854 | 1.8854 | 1.8854 | 1.8854 | 1.8854 | 1.8854 | 1.8854 | 1.8854 | 1.8854 | 1.8854 | 1.8854 | 1.8854 | 1.8854 | 1.8854 | 1.8854 | 1.8854 | 1.8854 | 1.8854 | 1.8854 | 1.8854 | 1.8854 | 1.8854 | 1.8854 | 1.8854 | 1.8854 | 1.8854 | 1.8854 | 1.8854 | 1.8854 | 1.8854 | 1.8854 | 1.8854 | 1.8854 | 1.8854 | 1.8854 | 1.8854 | 1.8854 | 1.8854 | 1.8854 | 1.8854 | 1.8854 | 1.8854 | 1.8854 | 1.8854 | 1.8854 | 1.8854 | 1.8854 | 1.8854 | 1.8854 | 1.8854 | 1.8854 | 1.8854 | 1.8854 | 1.8854 | 1.8854 | 1.8854 | 1.8854 | 1.8854 | 1.8854 | 1.8854 | 1.8854 | 1.8854 | 1.8854 | 1.8854 | 1.8854 | 1.8854 | 1.8854 | 1.8854 | 1.8854 | 1.8854 | 1.8854
Milford Haven | United Kingdom | United Kingdom | committed (operating + under construction + FID) | 0.7348 | 0.7348 | 0.7348 | 0.7348 | 0.7348 | 0.7348 | 0.7348 | 0.7348 | 0.7348 | 0.7348 | 0.7348 | 0.7348 | 0.7348 | 0.7348 | 0.7348 | 0.7348 | 0.7348 | 0.7348 | 0.7348 | 0.7348 | 0.7348 | 0.7348 | 0.7348 | 0.7348 | 0.7348 | 0.7348 | 0.7348 | 0.7348 | 0.7348 | 0.7348 | 0.7348 | 0.7348 | 0.7348 | 0.7348 | 0.7348 | 0.7348 | 0.7348 | 0.7348 | 0.7348 | 0.7348 | 0.7348 | 0.7348 | 0.7348 | 0.7348 | 0.7348 | 0.7348 | 0.7348 | 0.7348 | 0.7348 | 0.7348 | 0.7348 | 0.7348 | 0.7348 | 0.7348 | 0.7348 | 0.7348 | 0.7348 | 0.7348 | 0.7348 | 0.7348 | 0.7348 | 0.7348 | 0.7348 | 0.7348 | 0.7348 | 0.7348 | 0.7348 | 0.7348 | 0.7348 | 0.7348 | 0.7348 | 0.7348
Zeebrugge | Belgium | EU27 | incl. dated planned | 2.2832 | 2.2832 | 2.2832 | 2.2832 | 2.2832 | 2.2832 | 2.2832 | 2.2832 | 2.2832 | 2.2832 | 2.2832 | 2.2832 | 2.2832 | 2.2832 | 2.2832 | 2.2832 | 2.2832 | 2.2832 | 2.2832 | 2.2832 | 2.2832 | 2.2832 | 2.2832 | 2.2832 | 2.2832 | 2.2832 | 2.2832 | 2.2832 | 2.2832 | 2.2832 | 2.2832 | 2.2832 | 2.2832 | 2.2832 | 2.2832 | 2.2832 | 2.2832 | 2.2832 | 2.2832 | 2.2832 | 2.2832 | 2.2832 | 2.2832 | 2.2832 | 2.2832 | 2.2832 | 2.2832 | 2.2832 | 2.2832 | 2.2832 | 2.2832 | 2.2832 | 2.2832 | 2.2832 | 2.2832 | 2.2832 | 2.2832 | 2.2832 | 2.2832 | 2.2832 | 2.2832 | 2.2832 | 2.2832 | 2.2832 | 2.2832 | 2.2832 | 2.2832 | 2.2832 | 2.2832 | 2.2832 | 2.2832 | 2.2832
Krk | Croatia | EU27 | incl. dated planned | 0.3771 | 0.3771 | 0.3771 | 0.3771 | 0.3771 | 0.3771 | 0.3771 | 0.3771 | 0.3771 | 0.3771 | 0.5898 | 0.5898 | 0.5898 | 0.5898 | 0.5898 | 0.5898 | 0.5898 | 0.5898 | 0.5898 | 0.5898 | 0.5898 | 0.5898 | 0.5898 | 0.5898 | 0.5898 | 0.5898 | 0.5898 | 0.5898 | 0.5898 | 0.5898 | 0.5898 | 0.5898 | 0.5898 | 0.5898 | 0.5898 | 0.5898 | 0.5898 | 0.5898 | 0.5898 | 0.5898 | 0.5898 | 0.5898 | 0.5898 | 0.5898 | 0.5898 | 0.5898 | 0.5898 | 0.5898 | 0.5898 | 0.5898 | 0.5898 | 0.5898 | 0.5898 | 0.5898 | 0.5898 | 0.5898 | 0.5898 | 0.5898 | 0.5898 | 0.5898 | 0.5898 | 0.5898 | 0.5898 | 0.5898 | 0.5898 | 0.5898 | 0.5898 | 0.5898 | 0.5898 | 0.5898 | 0.5898 | 0.5898
Tallinn (Muuga) | Estonia | EU27 | incl. dated planned | 0 | 0 | 0 | 0 | 0 | 0 | 0 | 0 | 0 | 0 | 0 | 0 | 0 | 0 | 0 | 0 | 0 | 0 | 0 | 0 | 0 | 0 | 0 | 0 | 0 | 0 | 0 | 0 | 0 | 0 | 0 | 0 | 0 | 0 | 0 | 0 | 0 | 0 | 0 | 0 | 0 | 0 | 0 | 0 | 0 | 0 | 0 | 0 | 0 | 0 | 0 | 0 | 0 | 0 | 0 | 0 | 0 | 0 | 0 | 0 | 0.3867 | 0.3867 | 0.3867 | 0.3867 | 0.3867 | 0.3867 | 0.3867 | 0.3867 | 0.3867 | 0.3867 | 0.3867 | 0.3867
Inkoo | Finland | EU27 | incl. dated planned | 0.4414 | 0.4414 | 0.4414 | 0.4414 | 0.4414 | 0.4414 | 0.4414 | 0.4414 | 0.4414 | 0.4414 | 0.4414 | 0.4414 | 0.4414 | 0.4414 | 0.4414 | 0.4414 | 0.4414 | 0.4414 | 0.4414 | 0.4414 | 0.4414 | 0.4414 | 0.4414 | 0.4414 | 0.4414 | 0.4414 | 0.4414 | 0.4414 | 0.4414 | 0.4414 | 0.4414 | 0.4414 | 0.4414 | 0.4414 | 0.4414 | 0.4414 | 0.4414 | 0.4414 | 0.4414 | 0.4414 | 0.4414 | 0.4414 | 0.4414 | 0.4414 | 0.4414 | 0.4414 | 0.4414 | 0.4414 | 0.4414 | 0.4414 | 0.4414 | 0.4414 | 0.4414 | 0.4414 | 0.4414 | 0.4414 | 0.4414 | 0.4414 | 0.4414 | 0.4414 | 0.4414 | 0.4414 | 0.4414 | 0.4414 | 0.4414 | 0.4414 | 0.4414 | 0.4414 | 0.4414 | 0.4414 | 0.4414 | 0.4414
Dunkerque | France | EU27 | incl. dated planned | 1.8124 | 1.8124 | 1.8124 | 1.8124 | 1.8124 | 1.8124 | 1.8124 | 1.8124 | 1.8124 | 1.8124 | 1.8124 | 1.8124 | 1.8124 | 1.8124 | 1.8124 | 1.8124 | 1.8124 | 1.8124 | 1.8124 | 1.8124 | 1.8124 | 1.8124 | 1.8124 | 1.8124 | 1.8124 | 1.8124 | 1.8124 | 1.8124 | 1.8124 | 1.8124 | 1.8124 | 1.8124 | 1.8124 | 1.8124 | 1.8124 | 1.8124 | 1.8124 | 1.8124 | 1.8124 | 1.8124 | 1.8124 | 1.8124 | 1.8124 | 1.8124 | 1.8124 | 1.8124 | 1.8124 | 1.8124 | 1.8124 | 1.8124 | 1.8124 | 1.8124 | 1.8124 | 1.8124 | 1.8124 | 1.8124 | 1.8124 | 1.8124 | 1.8124 | 1.8124 | 1.8124 | 1.8124 | 1.8124 | 1.8124 | 1.8124 | 1.8124 | 1.8124 | 1.8124 | 1.8124 | 1.8124 | 1.8124 | 1.8124
Fos Cavaou | France | EU27 | incl. dated planned | 1.0106 | 1.0106 | 1.0106 | 1.0106 | 1.0106 | 1.0106 | 1.0106 | 1.0106 | 1.0106 | 1.0106 | 1.0106 | 1.0106 | 1.0106 | 1.0106 | 1.0106 | 1.0106 | 1.0106 | 1.0106 | 1.0106 | 1.0106 | 1.0106 | 1.0106 | 1.0106 | 1.0106 | 1.0106 | 1.0106 | 1.0106 | 1.0106 | 1.0106 | 1.0106 | 1.0106 | 1.0106 | 1.0106 | 1.0106 | 1.0106 | 1.0106 | 1.0106 | 1.0106 | 1.0106 | 1.0106 | 1.0106 | 1.0106 | 1.0106 | 1.0106 | 1.0106 | 1.0106 | 1.0106 | 1.0106 | 1.0106 | 1.0106 | 1.0106 | 1.0106 | 1.0106 | 1.0106 | 1.0106 | 1.0106 | 1.0106 | 1.0106 | 1.0106 | 1.0106 | 1.0106 | 1.0106 | 1.0106 | 1.0106 | 1.0106 | 1.0106 | 1.0106 | 1.0106 | 1.0106 | 1.0106 | 1.0106 | 1.0106
Fos Tonkin | France | EU27 | incl. dated planned | 0.1554 | 0.1554 | 0.1554 | 0.1554 | 0.1554 | 0.1554 | 0.1554 | 0.1554 | 0.1554 | 0.1554 | 0.1554 | 0.1554 | 0.1554 | 0.1554 | 0.1554 | 0.1554 | 0.1554 | 0.1554 | 0.1554 | 0.1554 | 0.1554 | 0.1554 | 0.1554 | 0.1554 | 0.1554 | 0.1554 | 0.1554 | 0.1554 | 0.1554 | 0.1554 | 0.1554 | 0.1554 | 0.1554 | 0.1554 | 0.1554 | 0.1554 | 0.1554 | 0.1554 | 0.1554 | 0.1554 | 0.1554 | 0.1554 | 0.1554 | 0.1554 | 0.1554 | 0.1554 | 0.1554 | 0.1554 | 0.1554 | 0.1554 | 0.1554 | 0.1554 | 0.1554 | 0.1554 | 0.1554 | 0.1554 | 0.1554 | 0.1554 | 0.1554 | 0.1554 | 0.1554 | 0.1554 | 0.1554 | 0.1554 | 0.1554 | 0.1554 | 0.1554 | 0.1554 | 0.1554 | 0.1554 | 0.1554 | 0.1554
Montoir de Bretagne | France | EU27 | incl. dated planned | 1.0626 | 1.0626 | 1.0626 | 1.0626 | 1.0626 | 1.0626 | 1.0626 | 1.0626 | 1.0626 | 1.0626 | 1.0626 | 1.0626 | 1.0626 | 1.0626 | 1.0626 | 1.0626 | 1.0626 | 1.0626 | 1.0626 | 1.0626 | 1.0626 | 1.0626 | 1.0626 | 1.0626 | 1.0626 | 1.0626 | 1.0626 | 1.0626 | 1.0626 | 1.0626 | 1.0626 | 1.0626 | 1.0626 | 1.0626 | 1.0626 | 1.0626 | 1.0626 | 1.0626 | 1.0626 | 1.0626 | 1.0626 | 1.0626 | 1.0626 | 1.0626 | 1.0626 | 1.0626 | 1.0626 | 1.0626 | 1.0626 | 1.0626 | 1.0626 | 1.0626 | 1.0626 | 1.0626 | 1.0626 | 1.0626 | 1.0626 | 1.0626 | 1.0626 | 1.0626 | 1.0626 | 1.0626 | 1.0626 | 1.0626 | 1.0626 | 1.0626 | 1.0626 | 1.0626 | 1.0626 | 1.0626 | 1.0626 | 1.0626
Brunsbuettel 1 | Germany | EU27 | incl. dated planned | 0.4039 | 0.4039 | 0.4039 | 0.4039 | 0.4039 | 0.4039 | 0.4039 | 0.4039 | 0.4039 | 0.4039 | 0.4039 | 0.4039 | 0.4039 | 0.4039 | 0.4039 | 0.4039 | 0.4039 | 0.4039 | 0.4039 | 0.4039 | 0.4039 | 0.4039 | 0.4039 | 0.4039 | 0.4039 | 0.4039 | 0.4039 | 0.4039 | 0.4039 | 0.4039 | 0.4039 | 0.4039 | 0.4039 | 0.4039 | 0.4039 | 0.4039 | 0.4039 | 0.4039 | 0.4039 | 0.4039 | 0.4039 | 0.4039 | 0.4039 | 0.4039 | 0.4039 | 0.4039 | 0.4039 | 0.4039 | 0.4039 | 0.4039 | 0.4039 | 0.4039 | 0.4039 | 0.4039 | 0.4039 | 0.4039 | 0.4039 | 0.4039 | 0.4039 | 0.4039 | 0.4039 | 0.4039 | 0.4039 | 0.4039 | 0.4039 | 0.4039 | 0.4039 | 0.4039 | 0.4039 | 0.4039 | 0.4039 | 0.4039
Brunsbüttel | Germany | EU27 | incl. dated planned | 0 | 0 | 0 | 0 | 0 | 0 | 0 | 0 | 0 | 0 | 0 | 0 | 0 | 0 | 0 | 0 | 0 | 0 | 0 | 0 | 0 | 0 | 0 | 0 | 0.9669 | 0.9669 | 0.9669 | 0.9669 | 0.9669 | 0.9669 | 0.9669 | 0.9669 | 0.9669 | 0.9669 | 0.9669 | 0.9669 | 0.9669 | 0.9669 | 0.9669 | 0.9669 | 0.9669 | 0.9669 | 0.9669 | 0.9669 | 0.9669 | 0.9669 | 0.9669 | 0.9669 | 0.9669 | 0.9669 | 0.9669 | 0.9669 | 0.9669 | 0.9669 | 0.9669 | 0.9669 | 0.9669 | 0.9669 | 0.9669 | 0.9669 | 0.9669 | 0.9669 | 0.9669 | 0.9669 | 0.9669 | 0.9669 | 0.9669 | 0.9669 | 0.9669 | 0.9669 | 0.9669 | 0.9669
Mukran | Germany | EU27 | incl. dated planned | 1.2981 | 1.2981 | 1.2981 | 1.2981 | 1.2981 | 1.2981 | 1.2981 | 1.2981 | 1.2981 | 1.2981 | 1.2981 | 1.2981 | 1.2981 | 1.2981 | 1.2981 | 1.2981 | 1.2981 | 1.2981 | 1.2981 | 1.2981 | 1.2981 | 1.2981 | 1.2981 | 1.2981 | 1.2981 | 1.2981 | 1.2981 | 1.2981 | 1.2981 | 1.2981 | 1.2981 | 1.2981 | 1.2981 | 1.2981 | 1.2981 | 1.2981 | 1.2981 | 1.2981 | 1.2981 | 1.2981 | 1.2981 | 1.2981 | 1.2981 | 1.2981 | 1.2981 | 1.2981 | 1.2981 | 1.2981 | 1.2981 | 1.2981 | 1.2981 | 1.2981 | 1.2981 | 1.2981 | 1.2981 | 1.2981 | 1.2981 | 1.2981 | 1.2981 | 1.2981 | 1.2981 | 1.2981 | 1.2981 | 1.2981 | 1.2981 | 1.2981 | 1.2981 | 1.2981 | 1.2981 | 1.2981 | 1.2981 | 1.2981
Stade | Germany | EU27 | incl. dated planned | 0 | 0 | 0 | 0 | 0 | 0 | 0 | 0 | 0 | 0 | 0 | 0 | 0 | 0 | 0 | 0 | 0 | 0 | 0 | 0 | 0 | 0 | 0 | 0 | 0 | 0 | 0 | 0 | 0 | 0 | 0 | 0 | 0 | 0 | 0 | 0 | 0 | 0 | 0 | 0 | 0 | 0 | 0 | 0 | 0 | 0 | 0 | 0 | 1.2859 | 1.2859 | 1.2859 | 1.2859 | 1.2859 | 1.2859 | 1.2859 | 1.2859 | 1.2859 | 1.2859 | 1.2859 | 1.2859 | 1.2859 | 1.2859 | 1.2859 | 1.2859 | 1.2859 | 1.2859 | 1.2859 | 1.2859 | 1.2859 | 1.2859 | 1.2859 | 1.2859
Stade 1 | Germany | EU27 | incl. dated planned | 0 | 0 | 0 | 0 | 0 | 0 | 0 | 0 | 0 | 0 | 0 | 0 | 0 | 0 | 0 | 0 | 0 | 0 | 0 | 0 | 0 | 0 | 0.4544 | 0.4544 | 0.4544 | 0.4544 | 0.4544 | 0.4544 | 0.4544 | 0.4544 | 0.4544 | 0.4544 | 0.4544 | 0.4544 | 0.4544 | 0.4544 | 0.4544 | 0.4544 | 0.4544 | 0.4544 | 0.4544 | 0.4544 | 0.4544 | 0.4544 | 0.4544 | 0.4544 | 0.4544 | 0.4544 | 0.4544 | 0.4544 | 0.4544 | 0.4544 | 0.4544 | 0.4544 | 0.4544 | 0.4544 | 0.4544 | 0.4544 | 0.4544 | 0.4544 | 0.4544 | 0.4544 | 0.4544 | 0.4544 | 0.4544 | 0.4544 | 0.4544 | 0.4544 | 0.4544 | 0.4544 | 0.4544 | 0.4544
Wilhelmshaven | Germany | EU27 | incl. dated planned | 0.4448 | 0.4448 | 0.4448 | 0.4448 | 0.4448 | 0.4448 | 0.4448 | 0.4448 | 0.4448 | 0.4448 | 0.4448 | 0.4448 | 0.4448 | 0.4448 | 0.4448 | 0.4448 | 0.4448 | 0.4448 | 0.4448 | 0.4448 | 0.4448 | 0.4448 | 0.4448 | 0.4448 | 0.4448 | 0.4448 | 0.4448 | 0.4448 | 0.4448 | 0.4448 | 0.4448 | 0.4448 | 0.4448 | 0.4448 | 0.4448 | 0.4448 | 0.4448 | 0.4448 | 0.4448 | 0.4448 | 0.4448 | 0.4448 | 0.4448 | 0.4448 | 0.4448 | 0.4448 | 0.4448 | 0.4448 | 0.4448 | 0.4448 | 0.4448 | 0.4448 | 0.4448 | 0.4448 | 0.4448 | 0.4448 | 0.4448 | 0.4448 | 0.4448 | 0.4448 | 0.4448 | 0.4448 | 0.4448 | 0.4448 | 0.4448 | 0.4448 | 0.4448 | 0.4448 | 0.4448 | 0.4448 | 0.4448 | 0.4448
Wilhelmshaven 1 | Germany | EU27 | incl. dated planned | 0.5048 | 0.5048 | 0.5048 | 0.5048 | 0.5048 | 0.5048 | 0.5048 | 0.5048 | 0.5048 | 0.5048 | 0.5048 | 0.5048 | 0.5048 | 0.5048 | 0.5048 | 0.5048 | 0.5048 | 0.5048 | 0.5048 | 0.5048 | 0.5048 | 0.5048 | 0.5048 | 0.5048 | 0.5048 | 0.5048 | 0.5048 | 0.5048 | 0.5048 | 0.5048 | 0.5048 | 0.5048 | 0.5048 | 0.5048 | 0.5048 | 0.5048 | 0.5048 | 0.5048 | 0.5048 | 0.5048 | 0.5048 | 0.5048 | 0.5048 | 0.5048 | 0.5048 | 0.5048 | 0.5048 | 0.5048 | 0.5048 | 0.5048 | 0.5048 | 0.5048 | 0.5048 | 0.5048 | 0.5048 | 0.5048 | 0.5048 | 0.5048 | 0.5048 | 0.5048 | 0.5048 | 0.5048 | 0.5048 | 0.5048 | 0.5048 | 0.5048 | 0.5048 | 0.5048 | 0.5048 | 0.5048 | 0.5048 | 0.5048
Wilhelmshaven 2 | Germany | EU27 | incl. dated planned | 0 | 0 | 0 | 0 | 0 | 0 | 0 | 0.4544 | 0.4544 | 0.4544 | 0.4544 | 0.4544 | 0.4544 | 0.4544 | 0.4544 | 0.4544 | 0.4544 | 0.4544 | 0.4544 | 0.4544 | 0.4544 | 0.4544 | 0.4544 | 0.4544 | 0.4544 | 0.4544 | 0.4544 | 0.4544 | 0.4544 | 0.4544 | 0.4544 | 0.4544 | 0.4544 | 0.4544 | 0.4544 | 0.4544 | 0.4544 | 0.4544 | 0.4544 | 0.4544 | 0.4544 | 0.4544 | 0.4544 | 0.4544 | 0.4544 | 0.4544 | 0.4544 | 0.4544 | 0.4544 | 0.4544 | 0.4544 | 0.4544 | 0.4544 | 0.4544 | 0.4544 | 0.4544 | 0.4544 | 0.4544 | 0.4544 | 0.4544 | 0.4544 | 0.4544 | 0.4544 | 0.4544 | 0.4544 | 0.4544 | 0.4544 | 0.4544 | 0.4544 | 0.4544 | 0.4544 | 0.4544
Alexandroupolis | Greece | EU27 | incl. dated planned | 0.4295 | 0.4295 | 0.4295 | 0.4295 | 0.4295 | 0.4295 | 0.4295 | 0.4295 | 0.4295 | 0.5726 | 0.5726 | 0.5726 | 0.5726 | 0.5726 | 0.5726 | 0.5726 | 0.5726 | 0.5726 | 0.5726 | 0.5726 | 0.5726 | 0.5726 | 0.5726 | 0.5726 | 0.5726 | 0.5726 | 0.5726 | 0.5726 | 0.5726 | 0.5726 | 0.5726 | 0.5726 | 0.5726 | 0.5726 | 0.5726 | 0.5726 | 0.5726 | 0.5726 | 0.5726 | 0.5726 | 0.5726 | 0.5726 | 0.5726 | 0.5726 | 0.5726 | 0.5726 | 0.5726 | 0.5726 | 0.5726 | 0.5726 | 0.5726 | 0.5726 | 0.5726 | 0.5726 | 0.5726 | 0.5726 | 0.5726 | 0.5726 | 0.5726 | 0.5726 | 0.5726 | 0.5726 | 0.5726 | 0.5726 | 0.5726 | 0.5726 | 0.5726 | 0.5726 | 0.5726 | 0.5726 | 0.5726 | 0.5726
Argo | Greece | EU27 | incl. dated planned | 0 | 0 | 0 | 0 | 0 | 0 | 0 | 0 | 0 | 0 | 0 | 0 | 0 | 0 | 0 | 0 | 0 | 0 | 0 | 0 | 0 | 0 | 0 | 0 | 0.4448 | 0.4448 | 0.4448 | 0.4448 | 0.4448 | 0.4448 | 0.4448 | 0.4448 | 0.4448 | 0.4448 | 0.4448 | 0.4448 | 0.4448 | 0.4448 | 0.4448 | 0.4448 | 0.4448 | 0.4448 | 0.4448 | 0.4448 | 0.4448 | 0.4448 | 0.4448 | 0.4448 | 0.4448 | 0.4448 | 0.4448 | 0.4448 | 0.4448 | 0.4448 | 0.4448 | 0.4448 | 0.4448 | 0.4448 | 0.4448 | 0.4448 | 0.4448 | 0.4448 | 0.4448 | 0.4448 | 0.4448 | 0.4448 | 0.4448 | 0.4448 | 0.4448 | 0.4448 | 0.4448 | 0.4448
Dioriga Gas | Greece | EU27 | incl. dated planned | 0 | 0 | 0 | 0 | 0 | 0 | 0 | 0 | 0 | 0 | 0 | 0 | 0 | 0 | 0 | 0 | 0 | 0 | 0 | 0 | 0 | 0 | 0 | 0 | 0.2417 | 0.2417 | 0.2417 | 0.2417 | 0.2417 | 0.2417 | 0.2417 | 0.2417 | 0.2417 | 0.2417 | 0.2417 | 0.2417 | 0.2417 | 0.2417 | 0.2417 | 0.2417 | 0.2417 | 0.2417 | 0.2417 | 0.2417 | 0.2417 | 0.2417 | 0.2417 | 0.2417 | 0.2417 | 0.2417 | 0.2417 | 0.2417 | 0.2417 | 0.2417 | 0.2417 | 0.2417 | 0.2417 | 0.2417 | 0.2417 | 0.2417 | 0.2417 | 0.2417 | 0.2417 | 0.2417 | 0.2417 | 0.2417 | 0.2417 | 0.2417 | 0.2417 | 0.2417 | 0.2417 | 0.2417
Revythoussa | Greece | EU27 | incl. dated planned | 0.7082 | 0.7082 | 0.7082 | 0.7082 | 0.7082 | 0.7082 | 0.7082 | 0.7082 | 0.7082 | 0.7082 | 0.7082 | 0.7082 | 0.7082 | 0.7082 | 0.7082 | 0.7082 | 0.7082 | 0.7082 | 0.7082 | 0.7082 | 0.7082 | 0.7082 | 0.7082 | 0.7082 | 0.7082 | 0.7082 | 0.7082 | 0.7082 | 0.7082 | 0.7082 | 0.7082 | 0.7082 | 0.7082 | 0.7082 | 0.7082 | 0.7082 | 0.7082 | 0.7082 | 0.7082 | 0.7082 | 0.7082 | 0.7082 | 0.7082 | 0.7082 | 0.7082 | 0.7082 | 0.7082 | 0.7082 | 0.7082 | 0.7082 | 0.7082 | 0.7082 | 0.7082 | 0.7082 | 0.7082 | 0.7082 | 0.7082 | 0.7082 | 0.7082 | 0.7082 | 0.7082 | 0.7082 | 0.7082 | 0.7082 | 0.7082 | 0.7082 | 0.7082 | 0.7082 | 0.7082 | 0.7082 | 0.7082 | 0.7082
Thessaloniki | Greece | EU27 | incl. dated planned | 0 | 0 | 0 | 0 | 0 | 0 | 0 | 0 | 0 | 0 | 0 | 0 | 0 | 0 | 0 | 0 | 0 | 0 | 0 | 0 | 0 | 0 | 0 | 0 | 0 | 0 | 0 | 0 | 0 | 0 | 0 | 0 | 0 | 0 | 0 | 0 | 0.466 | 0.466 | 0.466 | 0.466 | 0.466 | 0.466 | 0.466 | 0.466 | 0.466 | 0.466 | 0.466 | 0.466 | 0.466 | 0.466 | 0.466 | 0.466 | 0.466 | 0.466 | 0.466 | 0.466 | 0.466 | 0.466 | 0.466 | 0.466 | 0.466 | 0.466 | 0.466 | 0.466 | 0.466 | 0.466 | 0.466 | 0.466 | 0.466 | 0.466 | 0.466 | 0.466
Thrace LNG | Greece | EU27 | incl. dated planned | 0 | 0 | 0 | 0 | 0 | 0 | 0 | 0 | 0 | 0 | 0 | 0 | 0 | 0 | 0 | 0 | 0 | 0 | 0 | 0 | 0 | 0 | 0 | 0 | 0 | 0 | 0 | 0 | 0 | 0 | 0 | 0 | 0 | 0 | 0 | 0 | 0.5801 | 0.5801 | 0.5801 | 0.5801 | 0.5801 | 0.5801 | 0.5801 | 0.5801 | 0.5801 | 0.5801 | 0.5801 | 0.5801 | 0.5801 | 0.5801 | 0.5801 | 0.5801 | 0.5801 | 0.5801 | 0.5801 | 0.5801 | 0.5801 | 0.5801 | 0.5801 | 0.5801 | 0.5801 | 0.5801 | 0.5801 | 0.5801 | 0.5801 | 0.5801 | 0.5801 | 0.5801 | 0.5801 | 0.5801 | 0.5801 | 0.5801
OLT Offshore LNG | Italy | EU27 | incl. dated planned | 0.5783 | 0.5783 | 0.5783 | 0.5783 | 0.5783 | 0.5783 | 0.5783 | 0.5783 | 0.5783 | 0.5783 | 0.5783 | 0.5783 | 0.5783 | 0.5783 | 0.5783 | 0.5783 | 0.5783 | 0.5783 | 0.5783 | 0.5783 | 0.5783 | 0.5783 | 0.5783 | 0.5783 | 0.5783 | 0.5783 | 0.5783 | 0.5783 | 0.5783 | 0.5783 | 0.5783 | 0.5783 | 0.5783 | 0.5783 | 0.5783 | 0.5783 | 0.5783 | 0.5783 | 0.5783 | 0.5783 | 0.5783 | 0.5783 | 0.5783 | 0.5783 | 0.5783 | 0.5783 | 0.5783 | 0.5783 | 0.5783 | 0.5783 | 0.5783 | 0.5783 | 0.5783 | 0.5783 | 0.5783 | 0.5783 | 0.5783 | 0.5783 | 0.5783 | 0.5783 | 0.5783 | 0.5783 | 0.5783 | 0.5783 | 0.5783 | 0.5783 | 0.5783 | 0.5783 | 0.5783 | 0.5783 | 0.5783 | 0.5783
Panigaglia | Italy | EU27 | incl. dated planned | 0 | 0 | 0.3768 | 0.3768 | 0.3768 | 0.3768 | 0.3768 | 0.3768 | 0.3768 | 0.3768 | 0.3768 | 0.3768 | 0.3768 | 0.3768 | 0.3768 | 0.3768 | 0.3768 | 0.3768 | 0.3768 | 0.3768 | 0.3768 | 0.3768 | 0.3768 | 0.3768 | 0.3768 | 0.3768 | 0.3768 | 0.3768 | 0.3768 | 0.3768 | 0.3768 | 0.3768 | 0.3768 | 0.3768 | 0.3768 | 0.3768 | 0.3768 | 0.3768 | 0.3768 | 0.3768 | 0.3768 | 0.3768 | 0.3768 | 0.3768 | 0.3768 | 0.3768 | 0.3768 | 0.3768 | 0.3768 | 0.3768 | 0.3768 | 0.3768 | 0.3768 | 0.3768 | 0.3768 | 0.3768 | 0.3768 | 0.3768 | 0.3768 | 0.3768 | 0.3768 | 0.3768 | 0.3768 | 0.3768 | 0.3768 | 0.3768 | 0.3768 | 0.3768 | 0.3768 | 0.3768 | 0.3768 | 0.3768
Piombino | Italy | EU27 | incl. dated planned | 0.4626 | 0.4626 | 0.4626 | 0.4626 | 0.4626 | 0.4626 | 0.4626 | 0.4626 | 0.4626 | 0.4626 | 0.4626 | 0.4626 | 0.4626 | 0.4626 | 0.4626 | 0.4626 | 0.4626 | 0.4626 | 0.4626 | 0.4626 | 0.4626 | 0.4626 | 0.4626 | 0.4626 | 0.4626 | 0.4626 | 0.4626 | 0.4626 | 0.4626 | 0.4626 | 0.4626 | 0.4626 | 0.4626 | 0.4626 | 0.4626 | 0.4626 | 0.4626 | 0.4626 | 0.4626 | 0.4626 | 0.4626 | 0.4626 | 0.4626 | 0.4626 | 0.4626 | 0.4626 | 0.4626 | 0.4626 | 0.4626 | 0.4626 | 0.4626 | 0.4626 | 0.4626 | 0.4626 | 0.4626 | 0.4626 | 0.4626 | 0.4626 | 0.4626 | 0.4626 | 0.4626 | 0.4626 | 0.4626 | 0.4626 | 0.4626 | 0.4626 | 0.4626 | 0.4626 | 0.4626 | 0.4626 | 0.4626 | 0.4626
Ravenna | Italy | EU27 | incl. dated planned | 0 | 0 | 0 | 0 | 0 | 0.4626 | 0.4626 | 0.4626 | 0.4626 | 0.4626 | 0.4626 | 0.4626 | 0.4626 | 0.4626 | 0.4626 | 0.4626 | 0.4626 | 0.4626 | 0.4626 | 0.4626 | 0.4626 | 0.4626 | 0.4626 | 0.4626 | 0.4626 | 0.4626 | 0.4626 | 0.4626 | 0.4626 | 0.4626 | 0.4626 | 0.4626 | 0.4626 | 0.4626 | 0.4626 | 0.4626 | 0.4626 | 0.4626 | 0.4626 | 0.4626 | 0.4626 | 0.4626 | 0.4626 | 0.4626 | 0.4626 | 0.4626 | 0.4626 | 0.4626 | 0.4626 | 0.4626 | 0.4626 | 0.4626 | 0.4626 | 0.4626 | 0.4626 | 0.4626 | 0.4626 | 0.4626 | 0.4626 | 0.4626 | 0.4626 | 0.4626 | 0.4626 | 0.4626 | 0.4626 | 0.4626 | 0.4626 | 0.4626 | 0.4626 | 0.4626 | 0.4626 | 0.4626
Rovigo | Italy | EU27 | incl. dated planned | 0.9251 | 0.9251 | 0.9251 | 0.9251 | 0.9251 | 0.9251 | 0.9251 | 0.9251 | 0.9251 | 0.9251 | 0.9251 | 0.9251 | 0.9251 | 0.9251 | 0.9251 | 0.9251 | 0.9251 | 0.9251 | 0.9251 | 0.9251 | 0.9251 | 0.9251 | 0.9251 | 0.9251 | 0.9251 | 0.9251 | 0.9251 | 0.9251 | 0.9251 | 0.9251 | 0.9251 | 0.9251 | 0.9251 | 0.9251 | 0.9251 | 0.9251 | 0.9251 | 0.9251 | 0.9251 | 0.9251 | 0.9251 | 0.9251 | 0.9251 | 0.9251 | 0.9251 | 0.9251 | 0.9251 | 0.9251 | 0.9251 | 0.9251 | 0.9251 | 0.9251 | 0.9251 | 0.9251 | 0.9251 | 0.9251 | 0.9251 | 0.9251 | 0.9251 | 0.9251 | 0.9251 | 0.9251 | 0.9251 | 0.9251 | 0.9251 | 0.9251 | 0.9251 | 0.9251 | 0.9251 | 0.9251 | 0.9251 | 0.9251
Klaipėda | Lithuania | EU27 | incl. dated planned | 0.3806 | 0.3806 | 0.3806 | 0.3806 | 0.3806 | 0.3806 | 0.3806 | 0.3806 | 0.3806 | 0.3806 | 0.3806 | 0.3806 | 0.3806 | 0.3806 | 0.3806 | 0.3806 | 0.3806 | 0.3806 | 0.3806 | 0.3806 | 0.3806 | 0.3806 | 0.3806 | 0.3806 | 0.3806 | 0.3806 | 0.3806 | 0.3806 | 0.3806 | 0.3806 | 0.3806 | 0.3806 | 0.3806 | 0.3806 | 0.3806 | 0.3806 | 0.3806 | 0.3806 | 0.3806 | 0.3806 | 0.3806 | 0.3806 | 0.3806 | 0.3806 | 0.3806 | 0.3806 | 0.3806 | 0.3806 | 0.3806 | 0.3806 | 0.3806 | 0.3806 | 0.3806 | 0.3806 | 0.3806 | 0.3806 | 0.3806 | 0.3806 | 0.3806 | 0.3806 | 0.3806 | 0.3806 | 0.3806 | 0.3806 | 0.3806 | 0.3806 | 0.3806 | 0.3806 | 0.3806 | 0.3806 | 0.3806 | 0.3806
Delimara | Malta | EU27 | incl. dated planned | 0.0677 | 0.0677 | 0.0677 | 0.0677 | 0.0677 | 0.0677 | 0.0677 | 0.0677 | 0.0677 | 0.0677 | 0.0677 | 0.0677 | 0.0677 | 0.0677 | 0.0677 | 0.0677 | 0.0677 | 0.0677 | 0.0677 | 0.0677 | 0.0677 | 0.0677 | 0.0677 | 0.0677 | 0.0677 | 0.0677 | 0.0677 | 0.0677 | 0.0677 | 0.0677 | 0.0677 | 0.0677 | 0.0677 | 0.0677 | 0.0677 | 0.0677 | 0.0677 | 0.0677 | 0.0677 | 0.0677 | 0.0677 | 0.0677 | 0.0677 | 0.0677 | 0.0677 | 0.0677 | 0.0677 | 0.0677 | 0.0677 | 0.0677 | 0.0677 | 0.0677 | 0.0677 | 0.0677 | 0.0677 | 0.0677 | 0.0677 | 0.0677 | 0.0677 | 0.0677 | 0.0677 | 0.0677 | 0.0677 | 0.0677 | 0.0677 | 0.0677 | 0.0677 | 0.0677 | 0.0677 | 0.0677 | 0.0677 | 0.0677
EemsEnergy | Netherlands | EU27 | incl. dated planned | 1.0774 | 1.0774 | 1.0774 | 1.0774 | 1.0774 | 1.0774 | 1.0774 | 1.0774 | 1.0774 | 1.0774 | 1.0774 | 1.0774 | 1.0774 | 1.0774 | 1.0774 | 1.0774 | 1.0774 | 1.0774 | 1.0774 | 1.0774 | 1.0774 | 1.0774 | 1.0774 | 1.0774 | 1.0774 | 1.0774 | 1.0774 | 1.0774 | 1.0774 | 1.0774 | 1.0774 | 1.0774 | 1.0774 | 1.0774 | 1.0774 | 1.0774 | 1.0774 | 1.0774 | 1.0774 | 1.0774 | 1.0774 | 1.0774 | 1.0774 | 1.0774 | 1.0774 | 1.0774 | 1.0774 | 1.0774 | 1.0774 | 1.0774 | 1.0774 | 1.0774 | 1.0774 | 1.0774 | 1.0774 | 1.0774 | 1.0774 | 1.0774 | 1.0774 | 1.0774 | 1.0774 | 1.0774 | 1.0774 | 1.0774 | 1.0774 | 1.0774 | 1.0774 | 1.0774 | 1.0774 | 1.0774 | 1.0774 | 1.0774
EemsEnergyTerminal: two FSRU charters end Sep 2027, extension to 2036 | Netherlands | EU27 | incl. dated planned | 0 | 0 | 0 | 0 | 0 | 0 | 0 | 0 | 0 | 0 | 0 | 0 | 0 | 0 | 0 | 0 | 0 | 0 | 0 | 0 | 0 | 0 | 0 | 0 | 0 | 0 | 0 | 0 | 0 | 0 | 0 | 0 | 0.7735 | 0.7735 | 0.7735 | 0.7735 | 0.7735 | 0.7735 | 0.7735 | 0.7735 | 0.7735 | 0.7735 | 0.7735 | 0.7735 | 0.7735 | 0.7735 | 0.7735 | 0.7735 | 0.7735 | 0.7735 | 0.7735 | 0.7735 | 0.7735 | 0.7735 | 0.7735 | 0.7735 | 0.7735 | 0.7735 | 0.7735 | 0.7735 | 0.7735 | 0.7735 | 0.7735 | 0.7735 | 0.7735 | 0.7735 | 0.7735 | 0.7735 | 0.7735 | 0.7735 | 0.7735 | 0.7735
Gate terminal B.V. - Gate 4th tank, 4 bcma expansion [LNG-F-880] | Netherlands | EU27 | incl. dated planned | 0 | 0 | 0 | 0 | 0 | 0 | 0 | 0 | 0 | 0 | 0 | 0 | 0.3867 | 0.3867 | 0.3867 | 0.3867 | 0.3867 | 0.3867 | 0.3867 | 0.3867 | 0.3867 | 0.3867 | 0.3867 | 0.3867 | 0.3867 | 0.3867 | 0.3867 | 0.3867 | 0.3867 | 0.3867 | 0.3867 | 0.3867 | 0.3867 | 0.3867 | 0.3867 | 0.3867 | 0.3867 | 0.3867 | 0.3867 | 0.3867 | 0.3867 | 0.3867 | 0.3867 | 0.3867 | 0.3867 | 0.3867 | 0.3867 | 0.3867 | 0.3867 | 0.3867 | 0.3867 | 0.3867 | 0.3867 | 0.3867 | 0.3867 | 0.3867 | 0.3867 | 0.3867 | 0.3867 | 0.3867 | 0.3867 | 0.3867 | 0.3867 | 0.3867 | 0.3867 | 0.3867 | 0.3867 | 0.3867 | 0.3867 | 0.3867 | 0.3867 | 0.3867
Rotterdam Gate | Netherlands | EU27 | incl. dated planned | 1.9912 | 1.9912 | 1.9912 | 1.9912 | 1.9912 | 1.9912 | 1.9912 | 1.9912 | 1.9912 | 1.9912 | 1.9912 | 1.9912 | 1.9912 | 1.9912 | 1.9912 | 1.9912 | 1.9912 | 1.9912 | 1.9912 | 1.9912 | 1.9912 | 1.9912 | 1.9912 | 1.9912 | 1.9912 | 1.9912 | 1.9912 | 1.9912 | 1.9912 | 1.9912 | 1.9912 | 1.9912 | 1.9912 | 1.9912 | 1.9912 | 1.9912 | 1.9912 | 1.9912 | 1.9912 | 1.9912 | 1.9912 | 1.9912 | 1.9912 | 1.9912 | 1.9912 | 1.9912 | 1.9912 | 1.9912 | 1.9912 | 1.9912 | 1.9912 | 1.9912 | 1.9912 | 1.9912 | 1.9912 | 1.9912 | 1.9912 | 1.9912 | 1.9912 | 1.9912 | 1.9912 | 1.9912 | 1.9912 | 1.9912 | 1.9912 | 1.9912 | 1.9912 | 1.9912 | 1.9912 | 1.9912 | 1.9912 | 1.9912
Gdańsk | Poland | EU27 | incl. dated planned | 0 | 0 | 0 | 0 | 0 | 0 | 0 | 0 | 0 | 0 | 0 | 0 | 0 | 0 | 0 | 0 | 0 | 0 | 0 | 0 | 0 | 0 | 0 | 0 | 0 | 0 | 0 | 0 | 0 | 0 | 0 | 0 | 0 | 0 | 0 | 0 | 0.5898 | 0.5898 | 0.5898 | 0.5898 | 0.5898 | 0.5898 | 0.5898 | 0.5898 | 0.5898 | 0.5898 | 0.5898 | 0.5898 | 0.5898 | 0.5898 | 0.5898 | 0.5898 | 0.5898 | 0.5898 | 0.5898 | 0.5898 | 0.5898 | 0.5898 | 0.5898 | 0.5898 | 0.5898 | 0.5898 | 0.5898 | 0.5898 | 0.5898 | 0.5898 | 0.5898 | 0.5898 | 0.5898 | 0.5898 | 0.5898 | 0.5898
Świnoujście | Poland | EU27 | incl. dated planned | 0.8324 | 0.8324 | 0.8324 | 0.8324 | 0.8324 | 0.8324 | 0.8324 | 0.8324 | 0.8324 | 0.8324 | 0.8324 | 0.8324 | 0.8324 | 0.8324 | 0.8324 | 0.8324 | 0.8324 | 0.8324 | 0.8324 | 0.8324 | 0.8324 | 0.8324 | 0.8324 | 0.8324 | 0.8324 | 0.8324 | 0.8324 | 0.8324 | 0.8324 | 0.8324 | 0.8324 | 0.8324 | 0.8324 | 0.8324 | 0.8324 | 0.8324 | 0.8324 | 0.8324 | 0.8324 | 0.8324 | 0.8324 | 0.8324 | 0.8324 | 0.8324 | 0.8324 | 0.8324 | 0.8324 | 0.8324 | 0.8324 | 0.8324 | 0.8324 | 0.8324 | 0.8324 | 0.8324 | 0.8324 | 0.8324 | 0.8324 | 0.8324 | 0.8324 | 0.8324 | 0.8324 | 0.8324 | 0.8324 | 0.8324 | 0.8324 | 0.8324 | 0.8324 | 0.8324 | 0.8324 | 0.8324 | 0.8324 | 0.8324
Sines | Portugal | EU27 | incl. dated planned | 0.6306 | 0.6306 | 0.6306 | 0.6306 | 0.6306 | 0.6306 | 0.6306 | 0.6306 | 0.6306 | 0.6306 | 0.6306 | 0.6306 | 0.6306 | 0.6306 | 0.6306 | 0.6306 | 0.6306 | 0.6306 | 0.6306 | 0.6306 | 0.6306 | 0.6306 | 0.6306 | 0.6306 | 0.6306 | 0.6306 | 0.6306 | 0.6306 | 0.6306 | 0.6306 | 0.6306 | 0.6306 | 0.6306 | 0.6306 | 0.6306 | 0.6306 | 0.6306 | 0.6306 | 0.6306 | 0.6306 | 0.6306 | 0.6306 | 0.6306 | 0.6306 | 0.6306 | 0.6306 | 0.6306 | 0.6306 | 0.6306 | 0.6306 | 0.6306 | 0.6306 | 0.6306 | 0.6306 | 0.6306 | 0.6306 | 0.6306 | 0.6306 | 0.6306 | 0.6306 | 0.6306 | 0.6306 | 0.6306 | 0.6306 | 0.6306 | 0.6306 | 0.6306 | 0.6306 | 0.6306 | 0.6306 | 0.6306 | 0.6306
Black Sea LNG | Romania | EU27 | incl. dated planned | 0 | 0 | 0 | 0 | 0 | 0 | 0 | 0 | 0 | 0 | 0 | 0 | 0 | 0 | 0 | 0 | 0 | 0 | 0 | 0 | 0 | 0 | 0 | 0 | 0 | 0 | 0 | 0 | 0 | 0 | 0 | 0 | 0 | 0 | 0 | 0 | 0.4834 | 0.4834 | 0.4834 | 0.4834 | 0.4834 | 0.4834 | 0.4834 | 0.4834 | 0.4834 | 0.4834 | 0.4834 | 0.4834 | 0.4834 | 0.4834 | 0.4834 | 0.4834 | 0.4834 | 0.4834 | 0.4834 | 0.4834 | 0.4834 | 0.4834 | 0.4834 | 0.4834 | 0.4834 | 0.4834 | 0.4834 | 0.4834 | 0.4834 | 0.4834 | 0.4834 | 0.4834 | 0.4834 | 0.4834 | 0.4834 | 0.4834
Barcelona | Spain | EU27 | incl. dated planned | 1.7118 | 1.7118 | 1.7118 | 1.7118 | 1.7118 | 1.7118 | 1.7118 | 1.7118 | 1.7118 | 1.7118 | 1.7118 | 1.7118 | 1.7118 | 1.7118 | 1.7118 | 1.7118 | 1.7118 | 1.7118 | 1.7118 | 1.7118 | 1.7118 | 1.7118 | 1.7118 | 1.7118 | 1.7118 | 1.7118 | 1.7118 | 1.7118 | 1.7118 | 1.7118 | 1.7118 | 1.7118 | 1.7118 | 1.7118 | 1.7118 | 1.7118 | 1.7118 | 1.7118 | 1.7118 | 1.7118 | 1.7118 | 1.7118 | 1.7118 | 1.7118 | 1.7118 | 1.7118 | 1.7118 | 1.7118 | 1.7118 | 1.7118 | 1.7118 | 1.7118 | 1.7118 | 1.7118 | 1.7118 | 1.7118 | 1.7118 | 1.7118 | 1.7118 | 1.7118 | 1.7118 | 1.7118 | 1.7118 | 1.7118 | 1.7118 | 1.7118 | 1.7118 | 1.7118 | 1.7118 | 1.7118 | 1.7118 | 1.7118
Bilbao | Spain | EU27 | incl. dated planned | 0.7022 | 0.7022 | 0.7022 | 0.7022 | 0.7022 | 0.7022 | 0.7022 | 0.7022 | 0.7022 | 0.7022 | 0.7022 | 0.7022 | 0.7022 | 0.7022 | 0.7022 | 0.7022 | 0.7022 | 0.7022 | 0.7022 | 0.7022 | 0.7022 | 0.7022 | 0.7022 | 0.7022 | 0.7022 | 0.7022 | 0.7022 | 0.7022 | 0.7022 | 0.7022 | 0.7022 | 0.7022 | 0.7022 | 0.7022 | 0.7022 | 0.7022 | 0.7022 | 0.7022 | 0.7022 | 0.7022 | 0.7022 | 0.7022 | 0.7022 | 0.7022 | 0.7022 | 0.7022 | 0.7022 | 0.7022 | 0.7022 | 0.7022 | 0.7022 | 0.7022 | 0.7022 | 0.7022 | 0.7022 | 0.7022 | 0.7022 | 0.7022 | 0.7022 | 0.7022 | 0.7022 | 0.7022 | 0.7022 | 0.7022 | 0.7022 | 0.7022 | 0.7022 | 0.7022 | 0.7022 | 0.7022 | 0.7022 | 0.7022
Cartagena | Spain | EU27 | incl. dated planned | 1.1849 | 1.1849 | 1.1849 | 1.1849 | 1.1849 | 1.1849 | 1.1849 | 1.1849 | 1.1849 | 1.1849 | 1.1849 | 1.1849 | 1.1849 | 1.1849 | 1.1849 | 1.1849 | 1.1849 | 1.1849 | 1.1849 | 1.1849 | 1.1849 | 1.1849 | 1.1849 | 1.1849 | 1.1849 | 1.1849 | 1.1849 | 1.1849 | 1.1849 | 1.1849 | 1.1849 | 1.1849 | 1.1849 | 1.1849 | 1.1849 | 1.1849 | 1.1849 | 1.1849 | 1.1849 | 1.1849 | 1.1849 | 1.1849 | 1.1849 | 1.1849 | 1.1849 | 1.1849 | 1.1849 | 1.1849 | 1.1849 | 1.1849 | 1.1849 | 1.1849 | 1.1849 | 1.1849 | 1.1849 | 1.1849 | 1.1849 | 1.1849 | 1.1849 | 1.1849 | 1.1849 | 1.1849 | 1.1849 | 1.1849 | 1.1849 | 1.1849 | 1.1849 | 1.1849 | 1.1849 | 1.1849 | 1.1849 | 1.1849
El Musel | Spain | EU27 | incl. dated planned | 0.6994 | 0.6994 | 0.6994 | 0.6994 | 0.6994 | 0.6994 | 0.6994 | 0.6994 | 0.6994 | 0.6994 | 0.6994 | 0.6994 | 0.6994 | 0.6994 | 0.6994 | 0.6994 | 0.6994 | 0.6994 | 0.6994 | 0.6994 | 0.6994 | 0.6994 | 0.6994 | 0.6994 | 0.6994 | 0.6994 | 0.6994 | 0.6994 | 0.6994 | 0.6994 | 0.6994 | 0.6994 | 0.6994 | 0.6994 | 0.6994 | 0.6994 | 0.6994 | 0.6994 | 0.6994 | 0.6994 | 0.6994 | 0.6994 | 0.6994 | 0.6994 | 0.6994 | 0.6994 | 0.6994 | 0.6994 | 0.6994 | 0.6994 | 0.6994 | 0.6994 | 0.6994 | 0.6994 | 0.6994 | 0.6994 | 0.6994 | 0.6994 | 0.6994 | 0.6994 | 0.6994 | 0.6994 | 0.6994 | 0.6994 | 0.6994 | 0.6994 | 0.6994 | 0.6994 | 0.6994 | 0.6994 | 0.6994 | 0.6994
Huelva | Spain | EU27 | incl. dated planned | 1.1849 | 1.1849 | 1.1849 | 1.1849 | 1.1849 | 1.1849 | 1.1849 | 1.1849 | 1.1849 | 1.1849 | 1.1849 | 1.1849 | 1.1849 | 1.1849 | 1.1849 | 1.1849 | 1.1849 | 1.1849 | 1.1849 | 1.1849 | 1.1849 | 1.1849 | 1.1849 | 1.1849 | 1.1849 | 1.1849 | 1.1849 | 1.1849 | 1.1849 | 1.1849 | 1.1849 | 1.1849 | 1.1849 | 1.1849 | 1.1849 | 1.1849 | 1.1849 | 1.1849 | 1.1849 | 1.1849 | 1.1849 | 1.1849 | 1.1849 | 1.1849 | 1.1849 | 1.1849 | 1.1849 | 1.1849 | 1.1849 | 1.1849 | 1.1849 | 1.1849 | 1.1849 | 1.1849 | 1.1849 | 1.1849 | 1.1849 | 1.1849 | 1.1849 | 1.1849 | 1.1849 | 1.1849 | 1.1849 | 1.1849 | 1.1849 | 1.1849 | 1.1849 | 1.1849 | 1.1849 | 1.1849 | 1.1849 | 1.1849
Mugardos | Spain | EU27 | incl. dated planned | 0.3623 | 0.3623 | 0.3623 | 0.3623 | 0.3623 | 0.3623 | 0.3623 | 0.3623 | 0.3623 | 0.3623 | 0.3623 | 0.3623 | 0.3623 | 0.3623 | 0.3623 | 0.3623 | 0.3623 | 0.3623 | 0.3623 | 0.3623 | 0.3623 | 0.3623 | 0.3623 | 0.3623 | 0.3623 | 0.3623 | 0.3623 | 0.3623 | 0.3623 | 0.3623 | 0.3623 | 0.3623 | 0.3623 | 0.3623 | 0.3623 | 0.3623 | 0.3623 | 0.3623 | 0.3623 | 0.3623 | 0.3623 | 0.3623 | 0.3623 | 0.3623 | 0.3623 | 0.3623 | 0.3623 | 0.3623 | 0.3623 | 0.3623 | 0.3623 | 0.3623 | 0.3623 | 0.3623 | 0.3623 | 0.3623 | 0.3623 | 0.3623 | 0.3623 | 0.3623 | 0.3623 | 0.3623 | 0.3623 | 0.3623 | 0.3623 | 0.3623 | 0.3623 | 0.3623 | 0.3623 | 0.3623 | 0.3623 | 0.3623
Sagunto | Spain | EU27 | incl. dated planned | 0.8775 | 0.8775 | 0.8775 | 0.8775 | 0.8775 | 0.8775 | 0.8775 | 0.8775 | 0.8775 | 0.8775 | 0.8775 | 0.8775 | 0.8775 | 0.8775 | 0.8775 | 0.8775 | 0.8775 | 0.8775 | 0.8775 | 0.8775 | 0.8775 | 0.8775 | 0.8775 | 0.8775 | 0.8775 | 0.8775 | 0.8775 | 0.8775 | 0.8775 | 0.8775 | 0.8775 | 0.8775 | 0.8775 | 0.8775 | 0.8775 | 0.8775 | 0.8775 | 0.8775 | 0.8775 | 0.8775 | 0.8775 | 0.8775 | 0.8775 | 0.8775 | 0.8775 | 0.8775 | 0.8775 | 0.8775 | 0.8775 | 0.8775 | 0.8775 | 0.8775 | 0.8775 | 0.8775 | 0.8775 | 0.8775 | 0.8775 | 0.8775 | 0.8775 | 0.8775 | 0.8775 | 0.8775 | 0.8775 | 0.8775 | 0.8775 | 0.8775 | 0.8775 | 0.8775 | 0.8775 | 0.8775 | 0.8775 | 0.8775
Aliaga Etki | Turkey | Turkey | incl. dated planned | 0.7058 | 0.7058 | 0.7058 | 0.7058 | 0.7058 | 0.7058 | 0.7058 | 0.7058 | 0.7058 | 0.7058 | 0.7058 | 0.7058 | 0.7058 | 0.7058 | 0.7058 | 0.7058 | 0.7058 | 0.7058 | 0.7058 | 0.7058 | 0.7058 | 0.7058 | 0.7058 | 0.7058 | 0.7058 | 0.7058 | 0.7058 | 0.7058 | 0.7058 | 0.7058 | 0.7058 | 0.7058 | 0.7058 | 0.7058 | 0.7058 | 0.7058 | 0.7058 | 0.7058 | 0.7058 | 0.7058 | 0.7058 | 0.7058 | 0.7058 | 0.7058 | 0.7058 | 0.7058 | 0.7058 | 0.7058 | 0.7058 | 0.7058 | 0.7058 | 0.7058 | 0.7058 | 0.7058 | 0.7058 | 0.7058 | 0.7058 | 0.7058 | 0.7058 | 0.7058 | 0.7058 | 0.7058 | 0.7058 | 0.7058 | 0.7058 | 0.7058 | 0.7058 | 0.7058 | 0.7058 | 0.7058 | 0.7058 | 0.7058
Aliaga Izmir | Turkey | Turkey | incl. dated planned | 1.3343 | 1.3343 | 1.3343 | 1.3343 | 1.3343 | 1.3343 | 1.3343 | 1.3343 | 1.3343 | 1.3343 | 1.3343 | 1.3343 | 1.3343 | 1.3343 | 1.3343 | 1.3343 | 1.3343 | 1.3343 | 1.3343 | 1.3343 | 1.3343 | 1.3343 | 1.3343 | 1.3343 | 1.3343 | 1.3343 | 1.3343 | 1.3343 | 1.3343 | 1.3343 | 1.3343 | 1.3343 | 1.3343 | 1.3343 | 1.3343 | 1.3343 | 1.3343 | 1.3343 | 1.3343 | 1.3343 | 1.3343 | 1.3343 | 1.3343 | 1.3343 | 1.3343 | 1.3343 | 1.3343 | 1.3343 | 1.3343 | 1.3343 | 1.3343 | 1.3343 | 1.3343 | 1.3343 | 1.3343 | 1.3343 | 1.3343 | 1.3343 | 1.3343 | 1.3343 | 1.3343 | 1.3343 | 1.3343 | 1.3343 | 1.3343 | 1.3343 | 1.3343 | 1.3343 | 1.3343 | 1.3343 | 1.3343 | 1.3343
Dörtyol | Turkey | Turkey | incl. dated planned | 0.9379 | 0.9379 | 0.9379 | 0.9379 | 0.9379 | 0.9379 | 0.9379 | 0.9379 | 0.9379 | 0.9379 | 0.9379 | 0.9379 | 0.9379 | 0.9379 | 0.9379 | 0.9379 | 0.9379 | 0.9379 | 0.9379 | 0.9379 | 0.9379 | 0.9379 | 0.9379 | 0.9379 | 0.9379 | 0.9379 | 0.9379 | 0.9379 | 0.9379 | 0.9379 | 0.9379 | 0.9379 | 0.9379 | 0.9379 | 0.9379 | 0.9379 | 0.9379 | 0.9379 | 0.9379 | 0.9379 | 0.9379 | 0.9379 | 0.9379 | 0.9379 | 0.9379 | 0.9379 | 0.9379 | 0.9379 | 0.9379 | 0.9379 | 0.9379 | 0.9379 | 0.9379 | 0.9379 | 0.9379 | 0.9379 | 0.9379 | 0.9379 | 0.9379 | 0.9379 | 0.9379 | 0.9379 | 0.9379 | 0.9379 | 0.9379 | 0.9379 | 0.9379 | 0.9379 | 0.9379 | 0.9379 | 0.9379 | 0.9379
Gulf of Saros | Turkey | Turkey | incl. dated planned | 0.7368 | 0.7368 | 0.7368 | 0.7368 | 0.7368 | 0.7368 | 0.7368 | 0.7368 | 0.7368 | 0.7368 | 0.7368 | 0.7368 | 0.7368 | 0.7368 | 0.7368 | 0.7368 | 0.7368 | 0.7368 | 0.7368 | 0.7368 | 0.7368 | 0.7368 | 0.7368 | 0.7368 | 0.7368 | 0.7368 | 0.7368 | 0.7368 | 0.7368 | 0.7368 | 0.7368 | 0.7368 | 0.7368 | 0.7368 | 0.7368 | 0.7368 | 0.7368 | 0.7368 | 0.7368 | 0.7368 | 0.7368 | 0.7368 | 0.7368 | 0.7368 | 0.7368 | 0.7368 | 0.7368 | 0.7368 | 0.7368 | 0.7368 | 0.7368 | 0.7368 | 0.7368 | 0.7368 | 0.7368 | 0.7368 | 0.7368 | 0.7368 | 0.7368 | 0.7368 | 0.7368 | 0.7368 | 0.7368 | 0.7368 | 0.7368 | 0.7368 | 0.7368 | 0.7368 | 0.7368 | 0.7368 | 0.7368 | 0.7368
Marmara Ereglisi | Turkey | Turkey | incl. dated planned | 1.2376 | 1.2376 | 1.2376 | 1.2376 | 1.2376 | 1.2376 | 1.2376 | 1.2376 | 1.2376 | 1.2376 | 1.2376 | 1.2376 | 1.2376 | 1.2376 | 1.2376 | 1.2376 | 1.2376 | 1.2376 | 1.2376 | 1.2376 | 1.2376 | 1.2376 | 1.2376 | 1.2376 | 1.2376 | 1.2376 | 1.2376 | 1.2376 | 1.2376 | 1.2376 | 1.2376 | 1.2376 | 1.2376 | 1.2376 | 1.2376 | 1.2376 | 1.2376 | 1.2376 | 1.2376 | 1.2376 | 1.2376 | 1.2376 | 1.2376 | 1.2376 | 1.2376 | 1.2376 | 1.2376 | 1.2376 | 1.2376 | 1.2376 | 1.2376 | 1.2376 | 1.2376 | 1.2376 | 1.2376 | 1.2376 | 1.2376 | 1.2376 | 1.2376 | 1.2376 | 1.2376 | 1.2376 | 1.2376 | 1.2376 | 1.2376 | 1.2376 | 1.2376 | 1.2376 | 1.2376 | 1.2376 | 1.2376 | 1.2376
Isle of Grain | United Kingdom | United Kingdom | incl. dated planned | 1.8854 | 1.8854 | 1.8854 | 1.8854 | 1.8854 | 1.8854 | 1.8854 | 1.8854 | 1.8854 | 1.8854 | 1.8854 | 1.8854 | 1.8854 | 1.8854 | 1.8854 | 1.8854 | 1.8854 | 1.8854 | 1.8854 | 1.8854 | 1.8854 | 1.8854 | 1.8854 | 1.8854 | 1.8854 | 1.8854 | 1.8854 | 1.8854 | 1.8854 | 1.8854 | 1.8854 | 1.8854 | 1.8854 | 1.8854 | 1.8854 | 1.8854 | 1.8854 | 1.8854 | 1.8854 | 1.8854 | 1.8854 | 1.8854 | 1.8854 | 1.8854 | 1.8854 | 1.8854 | 1.8854 | 1.8854 | 1.8854 | 1.8854 | 1.8854 | 1.8854 | 1.8854 | 1.8854 | 1.8854 | 1.8854 | 1.8854 | 1.8854 | 1.8854 | 1.8854 | 1.8854 | 1.8854 | 1.8854 | 1.8854 | 1.8854 | 1.8854 | 1.8854 | 1.8854 | 1.8854 | 1.8854 | 1.8854 | 1.8854
Milford Haven | United Kingdom | United Kingdom | incl. dated planned | 0.7348 | 0.7348 | 0.7348 | 0.7348 | 0.7348 | 0.7348 | 0.7348 | 0.7348 | 0.7348 | 0.7348 | 0.7348 | 0.7348 | 0.7348 | 0.7348 | 0.7348 | 0.7348 | 0.7348 | 0.7348 | 0.7348 | 0.7348 | 0.7348 | 0.7348 | 0.7348 | 0.7348 | 0.7348 | 0.7348 | 0.7348 | 0.7348 | 0.7348 | 0.7348 | 0.7348 | 0.7348 | 0.7348 | 0.7348 | 0.7348 | 0.7348 | 0.7348 | 0.7348 | 0.7348 | 0.7348 | 0.7348 | 0.7348 | 0.7348 | 0.7348 | 0.7348 | 0.7348 | 0.7348 | 0.7348 | 0.7348 | 0.7348 | 0.7348 | 0.7348 | 0.7348 | 0.7348 | 0.7348 | 0.7348 | 0.7348 | 0.7348 | 0.7348 | 0.7348 | 0.7348 | 0.7348 | 0.7348 | 0.7348 | 0.7348 | 0.7348 | 0.7348 | 0.7348 | 0.7348 | 0.7348 | 0.7348 | 0.7348

## Regas monthly
month | EU27 committed Bcf/d | EU27 incl. planned Bcf/d | United Kingdom committed Bcf/d | United Kingdom incl. planned Bcf/d | Turkey committed Bcf/d | Turkey incl. planned Bcf/d | Balkans committed Bcf/d | Balkans incl. planned Bcf/d | other Europe committed Bcf/d | other Europe incl. planned Bcf/d | Europe committed Bcf/d | Europe incl. planned Bcf/d | EU27 committed bcm/y | EU27 incl. planned bcm/y | Europe committed bcm/y | Europe incl. planned bcm/y
2025-01 | 24.6009 | 24.6009 | 2.6202 | 2.6202 | 4.9524 | 4.9524 | 0 | 0 | 0 | 0 | 32.1735 | 32.1735 | 254.4402 | 254.4402 | 332.7615 | 332.7615
2025-02 | 24.6009 | 24.6009 | 2.6202 | 2.6202 | 4.9524 | 4.9524 | 0 | 0 | 0 | 0 | 32.1735 | 32.1735 | 254.4402 | 254.4402 | 332.7615 | 332.7615
2025-03 | 24.9777 | 24.9777 | 2.6202 | 2.6202 | 4.9524 | 4.9524 | 0 | 0 | 0 | 0 | 32.5503 | 32.5503 | 258.3373 | 258.3373 | 336.6586 | 336.6586
2025-04 | 24.9777 | 24.9777 | 2.6202 | 2.6202 | 4.9524 | 4.9524 | 0 | 0 | 0 | 0 | 32.5503 | 32.5503 | 258.3373 | 258.3373 | 336.6586 | 336.6586
2025-05 | 24.9777 | 24.9777 | 2.6202 | 2.6202 | 4.9524 | 4.9524 | 0 | 0 | 0 | 0 | 32.5503 | 32.5503 | 258.3373 | 258.3373 | 336.6586 | 336.6586
2025-06 | 25.4403 | 25.4403 | 2.6202 | 2.6202 | 4.9524 | 4.9524 | 0 | 0 | 0 | 0 | 33.0129 | 33.0129 | 263.1219 | 263.1219 | 341.4431 | 341.4431
2025-07 | 25.4403 | 25.4403 | 2.6202 | 2.6202 | 4.9524 | 4.9524 | 0 | 0 | 0 | 0 | 33.0129 | 33.0129 | 263.1219 | 263.1219 | 341.4431 | 341.4431
2025-08 | 25.8947 | 25.8947 | 2.6202 | 2.6202 | 4.9524 | 4.9524 | 0 | 0 | 0 | 0 | 33.4673 | 33.4673 | 267.8216 | 267.8216 | 346.1429 | 346.1429
2025-09 | 25.8947 | 25.8947 | 2.6202 | 2.6202 | 4.9524 | 4.9524 | 0 | 0 | 0 | 0 | 33.4673 | 33.4673 | 267.8216 | 267.8216 | 346.1429 | 346.1429
2025-10 | 26.0378 | 26.0378 | 2.6202 | 2.6202 | 4.9524 | 4.9524 | 0 | 0 | 0 | 0 | 33.6104 | 33.6104 | 269.3016 | 269.3016 | 347.6229 | 347.6229
2025-11 | 26.2505 | 26.2505 | 2.6202 | 2.6202 | 4.9524 | 4.9524 | 0 | 0 | 0 | 0 | 33.8231 | 33.8231 | 271.5015 | 271.5015 | 349.8228 | 349.8228
2025-12 | 26.2505 | 26.2505 | 2.6202 | 2.6202 | 4.9524 | 4.9524 | 0 | 0 | 0 | 0 | 33.8231 | 33.8231 | 271.5015 | 271.5015 | 349.8228 | 349.8228
2026-01 | 26.6372 | 26.6372 | 2.6202 | 2.6202 | 4.9524 | 4.9524 | 0 | 0 | 0 | 0 | 34.2098 | 34.2098 | 275.5011 | 275.5011 | 353.8223 | 353.8223
2026-02 | 26.6372 | 26.6372 | 2.6202 | 2.6202 | 4.9524 | 4.9524 | 0 | 0 | 0 | 0 | 34.2098 | 34.2098 | 275.5011 | 275.5011 | 353.8223 | 353.8223
2026-03 | 26.6372 | 26.6372 | 2.6202 | 2.6202 | 4.9524 | 4.9524 | 0 | 0 | 0 | 0 | 34.2098 | 34.2098 | 275.5011 | 275.5011 | 353.8223 | 353.8223
2026-04 | 26.6372 | 26.6372 | 2.6202 | 2.6202 | 4.9524 | 4.9524 | 0 | 0 | 0 | 0 | 34.2098 | 34.2098 | 275.5011 | 275.5011 | 353.8223 | 353.8223
2026-05 | 26.6372 | 26.6372 | 2.6202 | 2.6202 | 4.9524 | 4.9524 | 0 | 0 | 0 | 0 | 34.2098 | 34.2098 | 275.5011 | 275.5011 | 353.8223 | 353.8223
2026-06 | 26.6372 | 26.6372 | 2.6202 | 2.6202 | 4.9524 | 4.9524 | 0 | 0 | 0 | 0 | 34.2098 | 34.2098 | 275.5011 | 275.5011 | 353.8223 | 353.8223
2026-07 | 26.6372 | 26.6372 | 2.6202 | 2.6202 | 4.9524 | 4.9524 | 0 | 0 | 0 | 0 | 34.2098 | 34.2098 | 275.5011 | 275.5011 | 353.8223 | 353.8223
2026-08 | 26.6372 | 26.6372 | 2.6202 | 2.6202 | 4.9524 | 4.9524 | 0 | 0 | 0 | 0 | 34.2098 | 34.2098 | 275.5011 | 275.5011 | 353.8223 | 353.8223
2026-09 | 26.6372 | 26.6372 | 2.6202 | 2.6202 | 4.9524 | 4.9524 | 0 | 0 | 0 | 0 | 34.2098 | 34.2098 | 275.5011 | 275.5011 | 353.8223 | 353.8223
2026-10 | 26.6372 | 26.6372 | 2.6202 | 2.6202 | 4.9524 | 4.9524 | 0 | 0 | 0 | 0 | 34.2098 | 34.2098 | 275.5011 | 275.5011 | 353.8223 | 353.8223
2026-11 | 27.0916 | 27.0916 | 2.6202 | 2.6202 | 4.9524 | 4.9524 | 0 | 0 | 0 | 0 | 34.6642 | 34.6642 | 280.2008 | 280.2008 | 358.5221 | 358.5221
2026-12 | 27.0916 | 27.0916 | 2.6202 | 2.6202 | 4.9524 | 4.9524 | 0 | 0 | 0 | 0 | 34.6642 | 34.6642 | 280.2008 | 280.2008 | 358.5221 | 358.5221
2027-01 | 28.0585 | 28.745 | 2.6202 | 2.6202 | 4.9524 | 4.9524 | 0 | 0 | 0 | 0 | 35.6311 | 36.3176 | 290.2012 | 297.3014 | 368.5224 | 375.6227
2027-02 | 28.0585 | 28.745 | 2.6202 | 2.6202 | 4.9524 | 4.9524 | 0 | 0 | 0 | 0 | 35.6311 | 36.3176 | 290.2012 | 297.3014 | 368.5224 | 375.6227
2027-03 | 28.0585 | 28.745 | 2.6202 | 2.6202 | 4.9524 | 4.9524 | 0 | 0 | 0 | 0 | 35.6311 | 36.3176 | 290.2012 | 297.3014 | 368.5224 | 375.6227
2027-04 | 28.0585 | 28.745 | 2.6202 | 2.6202 | 4.9524 | 4.9524 | 0 | 0 | 0 | 0 | 35.6311 | 36.3176 | 290.2012 | 297.3014 | 368.5224 | 375.6227
2027-05 | 28.0585 | 28.745 | 2.6202 | 2.6202 | 4.9524 | 4.9524 | 0 | 0 | 0 | 0 | 35.6311 | 36.3176 | 290.2012 | 297.3014 | 368.5224 | 375.6227
2027-06 | 28.0585 | 28.745 | 2.6202 | 2.6202 | 4.9524 | 4.9524 | 0 | 0 | 0 | 0 | 35.6311 | 36.3176 | 290.2012 | 297.3014 | 368.5224 | 375.6227
2027-07 | 28.0585 | 28.745 | 2.6202 | 2.6202 | 4.9524 | 4.9524 | 0 | 0 | 0 | 0 | 35.6311 | 36.3176 | 290.2012 | 297.3014 | 368.5224 | 375.6227
2027-08 | 28.0585 | 28.745 | 2.6202 | 2.6202 | 4.9524 | 4.9524 | 0 | 0 | 0 | 0 | 35.6311 | 36.3176 | 290.2012 | 297.3014 | 368.5224 | 375.6227
2027-09 | 28.832 | 29.5185 | 2.6202 | 2.6202 | 4.9524 | 4.9524 | 0 | 0 | 0 | 0 | 36.4046 | 37.0911 | 298.2013 | 305.3015 | 376.5225 | 383.6228
2027-10 | 28.832 | 29.5185 | 2.6202 | 2.6202 | 4.9524 | 4.9524 | 0 | 0 | 0 | 0 | 36.4046 | 37.0911 | 298.2013 | 305.3015 | 376.5225 | 383.6228
2027-11 | 28.832 | 29.5185 | 2.6202 | 2.6202 | 4.9524 | 4.9524 | 0 | 0 | 0 | 0 | 36.4046 | 37.0911 | 298.2013 | 305.3015 | 376.5225 | 383.6228
2027-12 | 28.832 | 29.5185 | 2.6202 | 2.6202 | 4.9524 | 4.9524 | 0 | 0 | 0 | 0 | 36.4046 | 37.0911 | 298.2013 | 305.3015 | 376.5225 | 383.6228
2028-01 | 29.4218 | 31.6378 | 2.6202 | 2.6202 | 4.9524 | 4.9524 | 0 | 0 | 0 | 0 | 36.9944 | 39.2104 | 304.3014 | 327.2209 | 382.6227 | 405.5421
2028-02 | 29.4218 | 31.6378 | 2.6202 | 2.6202 | 4.9524 | 4.9524 | 0 | 0 | 0 | 0 | 36.9944 | 39.2104 | 304.3014 | 327.2209 | 382.6227 | 405.5421
2028-03 | 29.4218 | 31.6378 | 2.6202 | 2.6202 | 4.9524 | 4.9524 | 0 | 0 | 0 | 0 | 36.9944 | 39.2104 | 304.3014 | 327.2209 | 382.6227 | 405.5421
2028-04 | 29.4218 | 31.6378 | 2.6202 | 2.6202 | 4.9524 | 4.9524 | 0 | 0 | 0 | 0 | 36.9944 | 39.2104 | 304.3014 | 327.2209 | 382.6227 | 405.5421
2028-05 | 29.4218 | 31.6378 | 2.6202 | 2.6202 | 4.9524 | 4.9524 | 0 | 0 | 0 | 0 | 36.9944 | 39.2104 | 304.3014 | 327.2209 | 382.6227 | 405.5421
2028-06 | 29.4218 | 31.6378 | 2.6202 | 2.6202 | 4.9524 | 4.9524 | 0 | 0 | 0 | 0 | 36.9944 | 39.2104 | 304.3014 | 327.2209 | 382.6227 | 405.5421
2028-07 | 29.4218 | 31.6378 | 2.6202 | 2.6202 | 4.9524 | 4.9524 | 0 | 0 | 0 | 0 | 36.9944 | 39.2104 | 304.3014 | 327.2209 | 382.6227 | 405.5421
2028-08 | 29.4218 | 31.6378 | 2.6202 | 2.6202 | 4.9524 | 4.9524 | 0 | 0 | 0 | 0 | 36.9944 | 39.2104 | 304.3014 | 327.2209 | 382.6227 | 405.5421
2028-09 | 29.4218 | 31.6378 | 2.6202 | 2.6202 | 4.9524 | 4.9524 | 0 | 0 | 0 | 0 | 36.9944 | 39.2104 | 304.3014 | 327.2209 | 382.6227 | 405.5421
2028-10 | 29.4218 | 31.6378 | 2.6202 | 2.6202 | 4.9524 | 4.9524 | 0 | 0 | 0 | 0 | 36.9944 | 39.2104 | 304.3014 | 327.2209 | 382.6227 | 405.5421
2028-11 | 29.4218 | 31.6378 | 2.6202 | 2.6202 | 4.9524 | 4.9524 | 0 | 0 | 0 | 0 | 36.9944 | 39.2104 | 304.3014 | 327.2209 | 382.6227 | 405.5421
2028-12 | 29.4218 | 31.6378 | 2.6202 | 2.6202 | 4.9524 | 4.9524 | 0 | 0 | 0 | 0 | 36.9944 | 39.2104 | 304.3014 | 327.2209 | 382.6227 | 405.5421
2029-01 | 30.7077 | 32.9237 | 2.6202 | 2.6202 | 4.9524 | 4.9524 | 0 | 0 | 0 | 0 | 38.2803 | 40.4963 | 317.6011 | 340.5206 | 395.9224 | 418.8418
2029-02 | 30.7077 | 32.9237 | 2.6202 | 2.6202 | 4.9524 | 4.9524 | 0 | 0 | 0 | 0 | 38.2803 | 40.4963 | 317.6011 | 340.5206 | 395.9224 | 418.8418
2029-03 | 30.7077 | 32.9237 | 2.6202 | 2.6202 | 4.9524 | 4.9524 | 0 | 0 | 0 | 0 | 38.2803 | 40.4963 | 317.6011 | 340.5206 | 395.9224 | 418.8418
2029-04 | 30.7077 | 32.9237 | 2.6202 | 2.6202 | 4.9524 | 4.9524 | 0 | 0 | 0 | 0 | 38.2803 | 40.4963 | 317.6011 | 340.5206 | 395.9224 | 418.8418
2029-05 | 30.7077 | 32.9237 | 2.6202 | 2.6202 | 4.9524 | 4.9524 | 0 | 0 | 0 | 0 | 38.2803 | 40.4963 | 317.6011 | 340.5206 | 395.9224 | 418.8418
2029-06 | 30.7077 | 32.9237 | 2.6202 | 2.6202 | 4.9524 | 4.9524 | 0 | 0 | 0 | 0 | 38.2803 | 40.4963 | 317.6011 | 340.5206 | 395.9224 | 418.8418
2029-07 | 30.7077 | 32.9237 | 2.6202 | 2.6202 | 4.9524 | 4.9524 | 0 | 0 | 0 | 0 | 38.2803 | 40.4963 | 317.6011 | 340.5206 | 395.9224 | 418.8418
2029-08 | 30.7077 | 32.9237 | 2.6202 | 2.6202 | 4.9524 | 4.9524 | 0 | 0 | 0 | 0 | 38.2803 | 40.4963 | 317.6011 | 340.5206 | 395.9224 | 418.8418
2029-09 | 30.7077 | 32.9237 | 2.6202 | 2.6202 | 4.9524 | 4.9524 | 0 | 0 | 0 | 0 | 38.2803 | 40.4963 | 317.6011 | 340.5206 | 395.9224 | 418.8418
2029-10 | 30.7077 | 32.9237 | 2.6202 | 2.6202 | 4.9524 | 4.9524 | 0 | 0 | 0 | 0 | 38.2803 | 40.4963 | 317.6011 | 340.5206 | 395.9224 | 418.8418
2029-11 | 30.7077 | 32.9237 | 2.6202 | 2.6202 | 4.9524 | 4.9524 | 0 | 0 | 0 | 0 | 38.2803 | 40.4963 | 317.6011 | 340.5206 | 395.9224 | 418.8418
2029-12 | 30.7077 | 32.9237 | 2.6202 | 2.6202 | 4.9524 | 4.9524 | 0 | 0 | 0 | 0 | 38.2803 | 40.4963 | 317.6011 | 340.5206 | 395.9224 | 418.8418
2030-01 | 30.7077 | 33.3104 | 2.6202 | 2.6202 | 4.9524 | 4.9524 | 0 | 0 | 0 | 0 | 38.2803 | 40.883 | 317.6011 | 344.5201 | 395.9224 | 422.8414
2030-02 | 30.7077 | 33.3104 | 2.6202 | 2.6202 | 4.9524 | 4.9524 | 0 | 0 | 0 | 0 | 38.2803 | 40.883 | 317.6011 | 344.5201 | 395.9224 | 422.8414
2030-03 | 30.7077 | 33.3104 | 2.6202 | 2.6202 | 4.9524 | 4.9524 | 0 | 0 | 0 | 0 | 38.2803 | 40.883 | 317.6011 | 344.5201 | 395.9224 | 422.8414
2030-04 | 30.7077 | 33.3104 | 2.6202 | 2.6202 | 4.9524 | 4.9524 | 0 | 0 | 0 | 0 | 38.2803 | 40.883 | 317.6011 | 344.5201 | 395.9224 | 422.8414
2030-05 | 30.7077 | 33.3104 | 2.6202 | 2.6202 | 4.9524 | 4.9524 | 0 | 0 | 0 | 0 | 38.2803 | 40.883 | 317.6011 | 344.5201 | 395.9224 | 422.8414
2030-06 | 30.7077 | 33.3104 | 2.6202 | 2.6202 | 4.9524 | 4.9524 | 0 | 0 | 0 | 0 | 38.2803 | 40.883 | 317.6011 | 344.5201 | 395.9224 | 422.8414
2030-07 | 30.7077 | 33.3104 | 2.6202 | 2.6202 | 4.9524 | 4.9524 | 0 | 0 | 0 | 0 | 38.2803 | 40.883 | 317.6011 | 344.5201 | 395.9224 | 422.8414
2030-08 | 30.7077 | 33.3104 | 2.6202 | 2.6202 | 4.9524 | 4.9524 | 0 | 0 | 0 | 0 | 38.2803 | 40.883 | 317.6011 | 344.5201 | 395.9224 | 422.8414
2030-09 | 30.7077 | 33.3104 | 2.6202 | 2.6202 | 4.9524 | 4.9524 | 0 | 0 | 0 | 0 | 38.2803 | 40.883 | 317.6011 | 344.5201 | 395.9224 | 422.8414
2030-10 | 30.7077 | 33.3104 | 2.6202 | 2.6202 | 4.9524 | 4.9524 | 0 | 0 | 0 | 0 | 38.2803 | 40.883 | 317.6011 | 344.5201 | 395.9224 | 422.8414
2030-11 | 30.7077 | 33.3104 | 2.6202 | 2.6202 | 4.9524 | 4.9524 | 0 | 0 | 0 | 0 | 38.2803 | 40.883 | 317.6011 | 344.5201 | 395.9224 | 422.8414
2030-12 | 30.7077 | 33.3104 | 2.6202 | 2.6202 | 4.9524 | 4.9524 | 0 | 0 | 0 | 0 | 38.2803 | 40.883 | 317.6011 | 344.5201 | 395.9224 | 422.8414

## Storage
country | facility | company | type | start | end | working_gas_volume_twh | injection_capacity_gwhd | withdrawal_capacity_gwhd | gas_in_storage_twh | full_pct | gas_day
Austria | RAG Storage Pool (Puchkirchen / Haag, Aigelsbrunn, Haidach 5, 7Fields-RAG, Haidach) | RAG Energy Storage | DSR | 2011-01-01 |  | 36.184 | 336.12 | 374.52 | 28.9713 | 80.07 | 2026-10-10
Austria | UGS 7 Fields (Uniper Energy Storage) - AT | Uniper Energy Storage (AT) | DSR | 2011-01-01 |  | 17.825 | 148.54 | 222.81 | 11.4303 | 64.13 | 2026-10-10
Austria | UGS Haidach (SEFE Storage) | SEFE Storage | DSR | 2011-01-01 |  | 19.4989 | 165.6 | 177.87 | 14.0591 | 72.1 | 2026-10-10
Austria | VGS OMV Gas Storage Pool (Tallesbrunn & Schönkirchen / Reyersdorf) | OMV Gas Storage | DSR | 2011-01-01 |  | 26.771 | 191.89 | 308.31 | 14.8151 | 55.34 | 2026-10-10
Belgium | UGS Loenhout | Fluxys | ASR | 2011-01-01 |  | 7.61 | 88.14 | 169.66 | 4.9344 | 64.84 | 2026-10-10
Bulgaria | UGS Chiren | Bulgartransgaz (4) | DSR | 2011-01-01 |  | 7.02 | 44.28 | 46.98 | 5.6419 | 80.37 | 2026-10-10
Croatia | UGS Okoli | PSP | DSR | 2011-01-01 |  | 4.7725 | 43.87 | 51.57 | 3.9094 | 81.92 | 2026-10-10
Czech Republic | UGS Dambořice | MND Gas Storage | DSR | 2011-01-01 |  | 5.055 | 66 | 88 | 4.0219 | 79.56 | 2026-10-10
Czech Republic | UGS Dolni Bojanovice | SPP Storage | DSR | 2011-01-01 |  | 6.9439 | 73.43 | 95.58 | 5.1919 | 74.77 | 2026-10-10
Czech Republic | UGS Uhřice | MND Energy Storage | DSR | 2011-01-01 | 3000-12-31 | 3.707 | 61 | 99 | 2.9612 | 79.88 | 2026-10-10
Czech Republic | VGS GSCZ (Háje, Třanovice, Štramberk, Tvrdonice, Dolni Dunajovice, Lobodice) | Gas Storage CZ | DSR | 2011-01-01 |  | 45.3059 | 564.33 | 733.7 | 35.0855 | 77.44 | 2026-10-10
Denmark | VGS GSD Gas Storage (Lille Torup, Stenlille) | GSD | ASF | 2026-05-19 | 3000-12-12 | 8.59 | 90.72 | 156 | 7.0664 | 82.26 | 2026-10-10
Denmark | VGS GSD Gas Storage (Lille Torup, Stenlille) // historical data prior to 19 May 2026 | GSD | ASF | 2011-01-01 | 2026-05-19 | [5 empty] | 2026-10-10
France | VGS Lussagnet (TERÉGA) | Teréga | ASR | 2011-01-01 |  | 33.9118 | 300.13 | 580.01 | 26.9594 | 79.5 | 2026-10-10
France | VGS SALINE (Tersanne, Etrez, Manosque) | Storengy | ASF | 2011-01-01 |  | 10.6723 | 85.38 | 592.9 | 8.9613 | 83.97 | 2026-10-10
France | VGS SEDIANE (Saint-Illiers, Beynes Supérieur, Beynes Profond) | Storengy | ASR | 2011-01-01 |  | 13.465 | 149.61 | 258.94 | 10.5213 | 78.14 | 2026-10-10
France | VGS SEDIANE B (Gournay-sur-Aronde) | Storengy | ASR | 2011-01-01 |  | 5.9844 | 44 | 166.23 | 5.6858 | 95.01 | 2026-10-10
France | VGS SERENE ATLANTIQUE ((Chéméry, Céré-la-Ronde, Soings-en-Sologne) | Storengy | ASR | 2019-04-01 |  | 44.8833 | 374.03 | 641.19 | 41.8273 | 93.19 | 2026-10-10
France | VGS SERENE NORD (Trois Fontaines l’Abbaye, Cerville, Germiny-sous-Coulombs, Saint-Clair-sur-Epte) | Storengy | ASR | 2011-01-01 |  | 14.9611 | 124.68 | 176.01 | 13.7684 | 92.03 | 2026-10-10
Germany | EWE H-Gas Zone | EWE Gasspeicher | ASF | 2021-03-29 |  | 4.1804 | 69 | 124.2 | 2.6286 | 62.88 | 2026-10-10
Germany | INNEXPOOL-RWEGSW | RWE Gas Storage West | ASF | 2017-04-01 |  | 6.1259 | 105.19 | 329.41 | 4.9165 | 80.26 | 2026-10-10
Germany | TEP Storage Hub (Allmenhausen, Kirchheiligen) | TEP | DSR | 2023-06-01 |  | 0.9102 | 10.8 | 13.32 | 0.5481 | 60.21 | 2026-10-10
Germany | UGS Bierwang | Uniper Energy Storage | DSR | 2011-01-01 |  | 9.389 | 274.8 | 357.24 | 7.4677 | 79.54 | 2026-10-10
Germany | UGS Breitbrunn | Uniper Energy Storage | DSR | 2011-01-01 |  | 11.3584 | 69.3 | 144.14 | 1.1302 | 9.95 | 2026-10-10
Germany | UGS EWE-Zone L | EWE Gasspeicher | ASF | 2011-01-01 |  | 1.4017 | 16.46 | 30.58 | 1.1862 | 84.63 | 2026-10-10
Germany | UGS Enschede - Epe (Eneco) | Eneco Gasspeicher | ASF | 2011-01-01 |  | 1.4352 | 46.8 | 93.6 | 1.1956 | 83.31 | 2026-10-10
Germany | UGS Enschede - Epe (Nuon) | NUON Epe Gasspeicher | DSR | 2011-01-01 |  | 2.7123 | 84.97 | 141.61 | 2.3658 | 87.22 | 2026-10-10
Germany | UGS Epe (MET Epe Speicher) | MET Epe Speicher | ASF | 2011-01-01 |  | 2.03 | 41.04 | 109.44 | 1.709 | 84.19 | 2026-10-10
Germany | UGS Epe Trianel | Trianel Gasspeicher Epe | ASF | 2011-01-01 |  | 2.0978 | 83.52 | 167.04 | 1.9375 | 92.36 | 2026-10-10
Germany | UGS Epe Uniper H-Gas | Uniper Energy Storage | ASF | 2011-01-01 |  | 15.3788 | 331.2 | 469.2 | 12.2239 | 79.49 | 2026-10-10
Germany | UGS Epe Uniper L-Gas | Uniper Energy Storage | ASF | 2011-01-01 |  | 1.6052 | 48 | 120 | 1.3463 | 83.87 | 2026-10-10
Germany | UGS Epe-DE-RWEGSWEST (Epe-L prior to 1 April 2026) | RWE Gas Storage West | ASF | 2011-01-01 |  | 2.5346 | 55.87 | 111.74 | 2.2828 | 90.07 | 2026-10-10
Germany | UGS Epe-NL-RWEGSWEST | RWE Gas Storage West | ASF | 2011-01-01 |  | 1.6954 | 47.64 | 119.11 | 1.5736 | 92.82 | 2026-10-10
Germany | UGS Etzel EDF (VGS) | EDF Gas Deutschland | ASF | 2012-07-28 | 4022-03-03 | 1.9459 | 54 | 94.5 | 1.5762 | 81 | 2026-10-10
Germany | UGS Etzel EGL (Equinor Storage Deutschland) | Equinor Storage Deutschland | ASF | 2011-01-01 |  | 2.1352 | 210.67 | 361.15 | 1.73 | 81.02 | 2026-10-10
Germany | UGS Etzel EKB | EKB | ASF | 2011-01-01 |  | 10.4935 | 162.72 | 216.96 | 8.4275 | 80.31 | 2026-10-10
Germany | UGS Etzel ESE (MET) | MET Speicher | ASF | 2016-10-01 |  | 1.514 | 55.3 | 46.78 | 0.3275 | 21.63 | 2026-10-10
Germany | UGS Etzel ESE (OMV) | OMV Gas Storage Germany | ASF | 2011-01-01 | 3000-01-01 | 4.74 | 71.76 | 118.32 | 2.5018 | 52.78 | 2026-10-10
Germany | UGS Etzel ESE (Uniper Energy Storage) | Uniper Energy Storage | ASF | 2011-01-01 |  | 10.8509 | 436.25 | 403.68 | 7.3059 | 67.33 | 2026-10-10
Germany | UGS Etzel ESE (VGS) | VNG Gasspeicher GmbH (6) | ASF | 2011-01-01 |  | 1.2286 | 29.23 | 46.98 | 0.939 | 76.43 | 2026-10-10
Germany | UGS Etzel EnBW (VGS) | EnBW Etzel Speicher | ASF | 2014-01-01 | 4022-03-07 | 2.0675 | 54 | 94.5 | 1.6287 | 78.78 | 2026-10-10
Germany | UGS Etzel Erdgas Lager EGL | Uniper Energy Storage | ASF | 2011-01-01 |  | 10.4801 | 158.41 | 276.45 | 10.0892 | 96.27 | 2026-10-10
Germany | UGS Frankenthal | Enovos Storage | ASR | 2023-02-27 |  | 1 | 6.45 | 16.13 | 0 | 0 | 2026-10-10
Germany | UGS Harsefeld | Storengy Deutschland | ASF | 2011-01-01 |  | 1.237 | 27.6 | 82.56 | 0.98 | 79.23 | 2026-10-10
Germany | UGS Inzenham-West | NAFTA Speicher Inzenham | DSR | 2011-01-01 |  | 4.8025 | 43.35 | 61.2 | 0.5315 | 11.07 | 2026-10-10
Germany | UGS Jemgum H (EWE) | EWE Gasspeicher | ASF | 2011-01-01 |  | 3.3968 | 55.2 | 69 | 1.6374 | 48.2 | 2026-10-10
Germany | UGS Jemgum H (SEFE Storage) | SEFE Storage (Germany) | ASF | 2011-01-01 |  | 9.4491 | 164.8 | 253.33 | 8.4945 | 89.9 | 2026-10-10
Germany | UGS Jemgum H (VGS) (historical data prior to 1 April 2025) | VNG Gasspeicher GmbH (6) | GRP | 2019-04-01 | 2025-04-01 | [5 empty] | 2026-10-10
Germany | UGS Katharina (historical data prior to 01/04/2026) | Erdgasspeicher Peissen | ASF | 2021-03-30 | 2026-03-31 | [5 empty] | 2026-10-10
Germany | UGS Kiel-Rönne | SWKiel Speicher | ASF | 2020-04-01 |  | 0.523 | 11.52 | 27.12 | 0.1179 | 22.55 | 2026-10-10
Germany | UGS Kraak (historical data prior to 01/08/2026) | HanseWerk | ASF | 2011-01-01 | 2026-07-31 | [5 empty] | 2026-10-10
Germany | UGS Lesum | Storengy Deutschland | ASF | 2011-01-01 |  | 1.694 | 31.68 | 58.08 | 1.1768 | 69.47 | 2026-10-10
Germany | UGS Nüttermoor H-2 | EWE Gasspeicher | ASF | 2011-01-01 |  | 2.5085 | 37.2 | 55.2 | 0.4057 | 16.18 | 2026-10-10
Germany | UGS Nüttermoor H-3 | EWE Gasspeicher | ASF | 2011-01-01 |  | 2.5184 | 41.04 | 82.08 | 2.3114 | 91.78 | 2026-10-10
Germany | UGS Nüttermoor H-5 | EWE Gasspeicher | ASF | 2024-05-03 |  | 2.0308 | 24.84 | 41.4 | 0.8175 | 40.25 | 2026-10-10
Germany | UGS Peckensen | Storengy Deutschland | ASF | 2011-01-01 |  | 3.881 | 86.04 | 244.32 | 3.4466 | 88.81 | 2026-10-10
Germany | UGS Reckrod | MET Speicher | ASF | 2016-10-01 |  | 1.61 | 25.3 | 50.59 | 1.1973 | 74.37 | 2026-10-10
Germany | UGS Rehden | SEFE Storage (Germany) | DSR | 2011-01-01 |  | 35.741 | 282.1 | 434 | 5.3332 | 14.92 | 2026-10-10
Germany | UGS Ronnenberg-Empelde | enercity | ASF | 2011-01-01 |  | 3.1523 | 31.89 | 108.18 | 3.0843 | 97.84 | 2026-10-10
Germany | UGS Rüdersdorf H | EWE Gasspeicher | ASF | 2011-01-01 |  | 0.999 | 10.66 | 32.76 | 0.9617 | 96.26 | 2026-10-10
Germany | UGS STASSFURT-RWEGSWEST | RWE Gas Storage West | ASF | 2011-01-01 |  | 6.3936 | 85.72 | 179.74 | 5.3245 | 83.28 | 2026-10-10
Germany | UGS Schmidhausen | Storengy Deutschland | DSR | 2011-01-01 |  | 1.785 | 11.04 | 34.32 | 1.093 | 61.23 | 2026-10-10
Germany | UGS Uelsen | Storengy Deutschland | DSR | 2011-01-01 |  | 9.874 | 90.96 | 108.96 | 5.8038 | 58.78 | 2026-10-10
Germany | UGS Wolfersberg | bayernugs | DSR | 2011-01-01 |  | 4.088 | 37.63 | 64.51 | 0.0159 | 0.39 | 2026-10-10
Germany | VGS Storage Hub (Bernburg, Bad Lauchstädt, Katharina) | VNG Gasspeicher GmbH (6) | GRP | 2011-01-01 |  | 28.8064 | 486.01 | 785.08 | 19.1409 | 66.45 | 2026-10-10
Germany | VGS VTP Storage GPL | VNG Gasspeicher GmbH (6) | GRP | 2011-01-01 | [6 empty] | 2026-10-10
Germany | VGS Zone MND ESG (UGS Stockstadt + UGS Haehnlein) | MND Energy Storage Germany | ASR | 2016-04-01 |  | 245.0863 | 4245.35 | 6987.83 | 146.5664 | 59.8 | 2026-10-10
Germany | VSP NORD (Rehden, Jemgum) | SEFE Storage (Germany) | DSR | 2019-01-01 |  | 8.9353 | 103.49 | 159.17 | 6.5882 | 73.73 | 2026-10-10
Hungary | UGS Szöreg-1 | HEXUM | DSR | 2011-01-01 |  | 20.1129 | 134.61 | 263.9 | 19.0111 | 94.52 | 2026-10-10
Hungary | VGS MFGT (Pusztaederics, Zsana-Nord, Kardoskút-Pusztaszolos, Hajdúszoboszló) | HGS (9) | DSR | 2011-01-01 |  | 47.5943 | 352.82 | 556.52 | 33.2317 | 69.82 | 2026-10-10
Italy | UGS Cornegliano | IGS (7) | DSR | 2018-12-05 |  | 3.85 | 29.39 | 51.33 | 3.7078 | 96.31 | 2026-10-10
Italy | VGS Edison Stoccaggio (Collalto, Cellino, San Potito & Cotignola) - Historical data prior to 1 Mar 2025 | Edison Stoccaggio (7) | DSR | 2016-03-31 | 2025-03-01 | [5 empty] | 2026-10-10
Italy | VGS HUB1 (Fiume Treste, Bordolano, Sabbioncello, Minerbio, Sergnano, Ripalta, Cortemaggiore, Brugherio, Settala) | Snam Stoccaggio (7) | DSR | 2011-01-01 |  | 188.4629 | 1619.17 | 2704.13 | 165.9614 | 88.06 | 2026-10-10
Italy | VGS HUB2 (Collalto, Cellino, San Potito & Cotignola) (7) | Snam Stoccaggio (7) | GRP | 2025-03-01 |  | 11.112 | 80.35 | 96.32 | 10.752 | 96.76 | 2026-10-10
Latvia | UGS Incukalns | AS Conexus Baltic Grid | ASR | 2011-01-01 |  | 24.4053 | 160 | 74 | 12.1071 | 49.61 | 2026-10-10
Netherlands | UGS Alkmaar | TAQA Piek Gas | DSR | 2011-01-01 |  | 4.8847 | 40 | 360 | 3.9382 | 80.62 | 2026-10-10
Netherlands | UGS Bergermeer | TAQA Gas Storage | DSR | 2011-01-01 |  | 49.6515 | 0 | 0 | 15.2266 | 30.67 | 2026-10-10
Netherlands | UGS EnergyStock | EnergyStock | ASF | 2011-01-01 |  | 3.5664 | 312.41 | 435.46 | 0.6687 | 18.75 | 2026-10-10
Netherlands | UGS Grijpskerk L-gas | NAM | DSR | 2011-01-01 |  | 23.85 | 154.06 | 620.2 | 11.8449 | 49.66 | 2026-10-10
Netherlands | UGS Norg (Langelo) L-gas | NAM | DSR | 2011-01-01 |  | 59.3385 | 448.75 | 732.8 | 57.1919 | 96.38 | 2026-10-10
Netherlands | UGS Nüttermoor H-1 (historical data prior to 1 April 2025) | EWE Gasspeicher (NL) (5) (8) | ASF | 2011-01-01 | 2025-04-01 | [5 empty] | 2026-10-10
Netherlands | UGS Nüttermoor H-4 | EWE Gasspeicher (NL) (5) (8) | ASF | 2023-04-30 |  | 2.7516 | 57.96 | 82.8 | 0.4774 | 17.35 | 2026-10-10
Poland | UGS Wierzchowice | GSP | DSR | 2011-01-01 |  | 14.2636 | 107.52 | 158.4 | 14.1661 | 99.32 | 2026-10-10
Poland | VGS GIM Kawerna (Kosakowo, Mogilno) | GSP | ASF | 2011-01-01 |  | 9.5289 | 133.7 | 307.56 | 8.886 | 93.25 | 2026-10-10
Poland | VGS GIM Sanok (Brzeznica, Husow, Strachocina, Swarzow) | GSP | DSR | 2011-01-01 |  | 13.0566 | 117.79 | 129.35 | 13.5079 | 103.46 | 2026-10-10
Portugal | UGS Carriço | REN Armazenagem | ASF | 2011-01-01 |  | 3.57 | 24 | 85.68 | 3.4097 | 95.51 | 2026-10-10
Romania | UGS Bilciuresti | Depogaz Ploiești | DSR | 2012-01-01 |  | 14.017 | 107 | 149.8 | 12.4132 | 88.56 | 2026-10-10
Romania | UGS Bălăceanca | Depogaz Ploiești | DSR | 2012-01-01 |  | 0.535 | 10.7 | 12.84 | 0.5231 | 97.78 | 2026-10-10
Romania | UGS Ghercesti | Depogaz Ploiești | DSR | 2012-01-01 |  | 2.675 | 21.4 | 21.4 | 1.4783 | 55.26 | 2026-10-10
Romania | UGS Sărmășel | Depogaz Ploiești | DSR | 2012-01-01 |  | 9.63 | 69.55 | 80.25 | 7.8863 | 81.89 | 2026-10-10
Romania | UGS Târgu Mureş | Depomures | DSR | 2011-01-01 |  | 3.1546 | 18 | 0 | 2.7574 | 87.41 | 2026-10-10
Romania | UGS Urziceni | Depogaz Ploiești | DSR | 2012-01-01 |  | 3.852 | 32.1 | 48.15 | 3.7259 | 96.73 | 2026-10-10
Slovakia | UGS Complex Láb | Nafta | DSR | 2011-01-01 |  | 30.856 | 468.86 | 614.74 | 20.0684 | 65.04 | 2026-10-10
Slovakia | UGS Lab IV - Pozagas | Pozagas | DSR | 2011-01-01 |  | 6.947 | 72.66 | 72.66 | 1.0571 | 15.22 | 2026-10-10
Sweden | UGS Skallen | Swedegas | SRC | 2017-03-17 |  | 0.083 | 6.68 | 8.83 | 0.0707 | 85.12 | 2026-10-10
Ukraine | VGS Ukraine (all storage facilities) | Ukrtransgaz | DSR | 2022-03-03 | 3000-03-03 | 321.1629 | 2194.48 | 1837.16 | 118.9004 | 37.02 | 2026-10-10
United Kingdom | UGS Holford (Post-Brexit) | Uniper Energy Storage Ltd (Post-Brexit) | ASF | 2020-12-31 |  | 2.6486 | 288.93 | 240.78 | 1.9863 | 75 | 2026-10-10
United Kingdom | UGS Humbly Grove (Post-Brexit) | Humbly Grove Energy (Post-Brexit) | DSR | 2020-12-31 |  | 2.815 | 89 | 79 | 0.4467 | 15.87 | 2026-10-10
United Kingdom | UGS Stublach (Post-Brexit) | Storengy UK (Post-Brexit) | ASF | 2020-12-31 |  | 4.4 | 300 | 280 | 1.0669 | 24.25 | 2026-10-10

## Summary
level | asset_type | status | rows | bcfd_sum | country
asset_type x status | gas_field | UNDER_CONSTRUCTION | 4 | 0.77349
asset_type x status | gas_pipeline | COMMISSIONED_RECENT | 1 | 0.11602
asset_type x status | gas_pipeline | FID | 15 | 4.8321
asset_type x status | gas_pipeline | PLANNED | 72 | 15.3377
asset_type x status | gas_pipeline | TARGET | 114 | 10.0467
asset_type x status | gas_storage | COMMISSIONED_RECENT | 1 | 0
asset_type x status | gas_storage | FID | 4 | 0.042882
asset_type x status | gas_storage | TARGET | 6 | 0.72319
asset_type x status | regas_terminal | COMMISSIONED_RECENT | 4 | 1.5591
asset_type x status | regas_terminal | FID | 2 | 1.1602
asset_type x status | regas_terminal | PLANNED | 9 | 4.9716
asset_type x status | regas_terminal | TARGET | 2 | 0.70581
asset_type x status | regas_terminal | UNDER_CONSTRUCTION | 4 | 3.152
country x asset_type x status | gas_pipeline | PLANNED | 3 | -1.277 | Austria
country x asset_type x status | gas_pipeline | TARGET | 2 | 1.05 | Austria
country x asset_type x status | gas_pipeline | PLANNED | 1 | 0.37837 | Belgium
country x asset_type x status | gas_pipeline | TARGET | 3 | -1.9902 | Belgium
country x asset_type x status | gas_pipeline | PLANNED | 4 | 0.80278 | Bulgaria
country x asset_type x status | gas_pipeline | TARGET | 17 | 1.0695 | Bulgaria
country x asset_type x status | gas_storage | FID | 1 | 0.014504 | Bulgaria
country x asset_type x status | gas_pipeline | PLANNED | 3 | 0.52972 | Croatia
country x asset_type x status | gas_pipeline | TARGET | 12 | 1.1866 | Croatia
country x asset_type x status | regas_terminal | COMMISSIONED_RECENT | 1 | 0.21271 | Croatia
country x asset_type x status | regas_terminal | TARGET | 2 | 0.70581 | Croatia
country x asset_type x status | gas_pipeline | PLANNED | 8 | -7.656 | Czechia
country x asset_type x status | gas_pipeline | TARGET | 5 | -7.394 | Czechia
country x asset_type x status | gas_pipeline | PLANNED | 2 | -0.44774 | Denmark
country x asset_type x status | regas_terminal | PLANNED | 1 | 0.38675 | Estonia
country x asset_type x status | gas_pipeline | PLANNED | 2 | -0.63062 | France
country x asset_type x status | gas_pipeline | TARGET | 9 | -2.4437 | France
country x asset_type x status | gas_pipeline | FID | 2 | 1.0746 | Germany
country x asset_type x status | gas_pipeline | PLANNED | 7 | 0.84062 | Germany
country x asset_type x status | gas_pipeline | TARGET | 1 | -0.35567 | Germany
country x asset_type x status | regas_terminal | COMMISSIONED_RECENT | 1 | 0.45436 | Germany
country x asset_type x status | regas_terminal | PLANNED | 1 | 1.4503 | Germany
country x asset_type x status | regas_terminal | UNDER_CONSTRUCTION | 3 | 2.5622 | Germany
country x asset_type x status | gas_pipeline | COMMISSIONED_RECENT | 1 | 0.11602 | Greece
country x asset_type x status | gas_pipeline | FID | 4 | 0.27747 | Greece
country x asset_type x status | gas_pipeline | PLANNED | 17 | 8.671 | Greece
country x asset_type x status | gas_pipeline | TARGET | 16 | 2.2093 | Greece
country x asset_type x status | regas_terminal | COMMISSIONED_RECENT | 1 | 0.42945 | Greece
country x asset_type x status | regas_terminal | PLANNED | 4 | 1.7326 | Greece
country x asset_type x status | gas_pipeline | FID | 5 | 1.8001 | Italy
country x asset_type x status | gas_pipeline | PLANNED | 5 | 0.14662 | Italy
country x asset_type x status | gas_pipeline | TARGET | 4 | 2.0464 | Italy
country x asset_type x status | gas_storage | TARGET | 1 | 0.66688 | Italy
country x asset_type x status | regas_terminal | COMMISSIONED_RECENT | 1 | 0.46256 | Italy
country x asset_type x status | regas_terminal | PLANNED | 1 | 0.48343 | Italy
country x asset_type x status | gas_pipeline | TARGET | 2 | 0.20684 | Malta
country x asset_type x status | gas_pipeline | FID | 4 | 1.68 | Netherlands
country x asset_type x status | gas_pipeline | TARGET | 4 | -0.72269 | Netherlands
country x asset_type x status | regas_terminal | FID | 2 | 1.1602 | Netherlands
country x asset_type x status | gas_field | UNDER_CONSTRUCTION | 3 | 0 | Norway
country x asset_type x status | gas_pipeline | PLANNED | 2 | 0.19549 | Poland
country x asset_type x status | gas_pipeline | TARGET | 1 | 0.29261 | Poland
country x asset_type x status | regas_terminal | PLANNED | 1 | 0.43509 | Poland
country x asset_type x status | regas_terminal | UNDER_CONSTRUCTION | 1 | 0.58979 | Poland
country x asset_type x status | gas_storage | TARGET | 1 | 0.026801 | Portugal
country x asset_type x status | gas_field | UNDER_CONSTRUCTION | 1 | 0.77349 | Romania
country x asset_type x status | gas_pipeline | PLANNED | 12 | 13.2548 | Romania
country x asset_type x status | gas_pipeline | TARGET | 10 | 7.233 | Romania
country x asset_type x status | gas_storage | FID | 3 | 0.028378 | Romania
country x asset_type x status | gas_storage | TARGET | 3 | 0.017689 | Romania
country x asset_type x status | regas_terminal | PLANNED | 1 | 0.48343 | Romania
country x asset_type x status | gas_pipeline | PLANNED | 6 | 0.52972 | Slovakia
country x asset_type x status | gas_pipeline | TARGET | 8 | 5.9013 | Slovakia
country x asset_type x status | gas_storage | TARGET | 1 | 0.011824 | Slovakia
country x asset_type x status | gas_pipeline | TARGET | 15 | 3.1008 | Slovenia
country x asset_type x status | gas_pipeline | TARGET | 4 | -1.9959 | Switzerland
country x asset_type x status | gas_pipeline | TARGET | 1 | 0.65269 | Ukraine
country x asset_type x status | gas_storage | COMMISSIONED_RECENT | 1 | 0 | United Kingdom
regas capacity Bcf/d | EU27 | Jan 2025 / Dec 2026 / Dec 2030 committed |  | 24.60 / 27.09 / 30.71
regas capacity Bcf/d | EU27 | Jan 2025 / Dec 2026 / Dec 2030 incl. planned |  | 24.60 / 27.09 / 33.31
regas capacity Bcf/d | United Kingdom | Jan 2025 / Dec 2026 / Dec 2030 committed |  | 2.62 / 2.62 / 2.62
regas capacity Bcf/d | United Kingdom | Jan 2025 / Dec 2026 / Dec 2030 incl. planned |  | 2.62 / 2.62 / 2.62
regas capacity Bcf/d | Turkey | Jan 2025 / Dec 2026 / Dec 2030 committed |  | 4.95 / 4.95 / 4.95
regas capacity Bcf/d | Turkey | Jan 2025 / Dec 2026 / Dec 2030 incl. planned |  | 4.95 / 4.95 / 4.95
regas capacity Bcf/d | Balkans | Jan 2025 / Dec 2026 / Dec 2030 committed |  | 0.00 / 0.00 / 0.00
regas capacity Bcf/d | Balkans | Jan 2025 / Dec 2026 / Dec 2030 incl. planned |  | 0.00 / 0.00 / 0.00
regas capacity Bcf/d | other Europe | Jan 2025 / Dec 2026 / Dec 2030 committed |  | 0.00 / 0.00 / 0.00
regas capacity Bcf/d | other Europe | Jan 2025 / Dec 2026 / Dec 2030 incl. planned |  | 0.00 / 0.00 / 0.00
regas capacity Bcf/d | Europe | Jan 2025 / Dec 2026 / Dec 2030 committed |  | 32.17 / 34.66 / 38.28
regas capacity Bcf/d | Europe | Jan 2025 / Dec 2026 / Dec 2030 incl. planned |  | 32.17 / 34.66 / 40.88

## Sources
source | publisher | url | used_for
GIE ALSI API (terminal list, declared total reference send-out dtrs, send-out) | Gas Infrastructure Europe | https://alsi.gie.eu/api | current technical capacity per terminal; key GIE_API_KEY
GIE AGSI+ API (facility working gas, injection / withdrawal capacity, operating dates) | Gas Infrastructure Europe | https://agsi.gie.eu/api | current storage per facility; closures from end dates
GIE LNG Map (PDF, version August 2026) - terminal cards | Gas LNG Europe / GIE | https://www.gie.eu/publications/maps/gie-lng-map/ | nominal annual capacity (bcm normal m3), start-up year, status by map column, expansion lines
GIE Storage Map (PDF, version August 2026) - country summary table | Gas Infrastructure Europe | https://www.gie.eu/publications/maps/gie-storage-map/ | working gas TWh by status per country
ENTSOG TYNDP 2024 Annex A - List of projects (xlsx, July 2024) | ENTSOG | https://tyndp2024.entsog.eu/downloads/ | project maturity, commissioning year, capacity increments / decrements at interconnection points (GWh/d), LNG and UGS project volumes
Stade terminal page | Deutsche Energy Terminal | https://energy-terminal.de/en/terminals/stade | curated fact, written only when the opened text contains the checked wording (sheet 'Doc checks')
Construction diary Stade | Deutsche Energy Terminal | https://energy-terminal.de/en/construction-diary-stade | curated fact, written only when the opened text contains the checked wording (sheet 'Doc checks')
Press release 11 Aug 2026 (Gdansk FSRU) | GAZ-SYSTEM | https://www.gaz-system.pl/en/for-media/press-releases/2026/august/11-08-2026-the-offshore-pipeline-microtunnel-for-the-fsru-has-reached-its-target-length.html | curated fact, written only when the opened text contains the checked wording (sheet 'Doc checks')
Press release 11 Dec 2025 (Swinoujscie 10 years / FSRU) | GAZ-SYSTEM | https://www.gaz-system.pl/en/for-media/press-releases/2025/december/11-12-2025-strategic-project-for-real-independence-10-years-of-the-lng-terminal-in-swinoujscie.html | curated fact, written only when the opened text contains the checked wording (sheet 'Doc checks')
Press release 23 Dec 2025 (FSRU 2 open season) | GAZ-SYSTEM | https://www.gaz-system.pl/en/for-media/press-releases/2025/december/23-12-2025-market-consultations-for-the-binding-fsru-2-open-season-procedure.html | curated fact, written only when the opened text contains the checked wording (sheet 'Doc checks')
Gasunie update 2-2026: EemsEnergyTerminal | Gasunie | https://www.gasunie.nl/en/newsletter/gasunie-update-2-2026/seven-questions-about-lng-and-the-continued-use-of-eemsenergyterminal | curated fact, written only when the opened text contains the checked wording (sheet 'Doc checks')
Gasunie news: EemsEnergyTerminal new phase | Gasunie | https://www.gasunie.nl/en/news/important-new-phase-for-the-future-of-eemsenergyterminal-at-the-port-of-eemshaven | curated fact, written only when the opened text contains the checked wording (sheet 'Doc checks')
5 years of operation (1 Jan 2026) | LNG Hrvatska | https://lng.hr/en/2026/01/01/5-years-of-operation-of-the-lng-terminal-croatia/ | curated fact, written only when the opened text contains the checked wording (sheet 'Doc checks')
Inkoo LNG terminal | Gasgrid Finland | https://gasgrid.fi/en/lng-terminal/inkoo-lng-terminal/ | curated fact, written only when the opened text contains the checked wording (sheet 'Doc checks')
Bulletin 20 May 2022: Exemplar lease | Gasgrid Finland | https://gasgrid.fi/en/bulletins/gasgrid-finland-oy-and-excelerate-energy-inc-have-agreed-to-lease-an-lng-terminal-vessel-the-lng-terminal-vessel-exemplar-will-ensure-finlands-security-of-supply-while-also-serving-the-needs-of/ | curated fact, written only when the opened text contains the checked wording (sheet 'Doc checks')
Press release 25 Nov 2025: Le Havre FSRU demobilised | TotalEnergies | https://totalenergies.com/news/press-releases/france-totalenergies-demobilizes-its-floating-lng-terminal-le-havre | curated fact, written only when the opened text contains the checked wording (sheet 'Doc checks')
Piombino regasification code: description of the terminal | Snam | https://www.snam.it/content/dam/snam/pages-attachments/it/i-nostri-business/rigassificazione/documents/codice-tariffe-area-comitato/codice-di-rigassificazione-fsru-italia/eng-regas-code-piombino/02_DES~1.PDF | curated fact, written only when the opened text contains the checked wording (sheet 'Doc checks')
Announcement 21 Oct 2025 | Gastrade | https://www.gastrade.gr/further-increase-in-maximum-regasification-capacity/ | curated fact, written only when the opened text contains the checked wording (sheet 'Doc checks')
Alexandroupolis INGS / Thrace INGS | Gastrade | https://www.gastrade.gr/the-project/ | curated fact, written only when the opened text contains the checked wording (sheet 'Doc checks')
News 30 Jan 2023: first level of capacity expansion | Trans Adriatic Pipeline | https://www.tap-ag.com/news/news-stories/tap-triggers-the-first-level-of-capacity-expansion | curated fact, written only when the opened text contains the checked wording (sheet 'Doc checks')
Press release 28 Sep 2026: Neptun Deep | OMV Petrom | https://www.omvpetrom.com/en/media/latest-news/2026/neptun-deep-advances-towards-first-gas-expected-in-the-first-half-of-2027 | curated fact, written only when the opened text contains the checked wording (sheet 'Doc checks')
Field page IRPA | Norwegian Offshore Directorate / Norwegianpetroleum.no | https://www.norskpetroleum.no/en/facts/field/irpa/ | curated fact, written only when the opened text contains the checked wording (sheet 'Doc checks')
Field page FENRIS | Norwegian Offshore Directorate / Norwegianpetroleum.no | https://www.norskpetroleum.no/en/facts/field/fenris/ | curated fact, written only when the opened text contains the checked wording (sheet 'Doc checks')
Field page BERLING | Norwegian Offshore Directorate / Norwegianpetroleum.no | https://www.norskpetroleum.no/en/facts/field/berling/ | curated fact, written only when the opened text contains the checked wording (sheet 'Doc checks')
Field page HUGIN | Norwegian Offshore Directorate / Norwegianpetroleum.no | https://www.norskpetroleum.no/en/facts/field/hugin/ | curated fact, written only when the opened text contains the checked wording (sheet 'Doc checks')
Field page MUNIN | Norwegian Offshore Directorate / Norwegianpetroleum.no | https://www.norskpetroleum.no/en/facts/field/munin/ | curated fact, written only when the opened text contains the checked wording (sheet 'Doc checks')
Field page FULLA | Norwegian Offshore Directorate / Norwegianpetroleum.no | https://www.norskpetroleum.no/en/facts/field/fulla/ | curated fact, written only when the opened text contains the checked wording (sheet 'Doc checks')
Ten-year network development plan 2026-2035 (public consultation) | Bulgartransgaz | https://bulgartransgaz.bg/public/files/useruploads/%D0%BD%D0%BE%D0%B2%D0%B8%D0%BD%D0%B8_%D1%81%D0%B0%D0%B9%D1%82/27042026/TYNDP%20BTG%202026-2035%20%D0%B3.%20-%20public%20consultation%20EN.pdf | curated fact, written only when the opened text contains the checked wording (sheet 'Doc checks')
Development plan for the NTS 2026-2035 | Transgaz | https://www.transgaz.ro/sites/default/files/DEVELOPMENT%20PLAN%20FOR%20THE%20NATIONAL%20GAS%20TRANSMISSION%20SYSTEM%202026-2035.pdf | curated fact, written only when the opened text contains the checked wording (sheet 'Doc checks')
gb_storage_sites_daily.xlsx (this repo, National Gas data portal) | National Gas Transmission | https://data.nationalgas.com/ | Rough stock / injections (closure evidence, DERIVED)

## Tried
what | url | result | date
row excluded (raw data only) | https://www.gie.eu/publications/maps/gie-lng-map/ | Italy: Porto Empedocle (onshore) - new terminal - no sourced date | 2026-10-12
row excluded (raw data only) | https://www.gie.eu/publications/maps/gie-lng-map/ | Latvia: Skulte (FSRU) - new terminal - no sourced date | 2026-10-12
row excluded (raw data only) | https://www.gie.eu/publications/maps/gie-lng-map/ | Ireland: Shannon LNG (FSRU) - new terminal - no sourced date | 2026-10-12
row excluded (raw data only) | https://www.gie.eu/publications/maps/gie-lng-map/ | Ireland: Mag Mell (FSRU) - new terminal - no sourced date | 2026-10-12
row excluded (raw data only) | https://www.gie.eu/publications/maps/gie-lng-map/ | Germany: Lubmin 2 (FSRU) - new terminal - no sourced date | 2026-10-12
row excluded (raw data only) | https://www.gie.eu/publications/maps/gie-lng-map/ | Estonia: Paldiski (onshore) - new terminal - no sourced date | 2026-10-12
row excluded (raw data only) | https://www.gie.eu/publications/maps/gie-lng-map/ | Cyprus: Vasiliko (FSRU) - new terminal - no sourced date | 2026-10-12
row excluded (raw data only) | https://totalenergies.com/news/press-releases/france-totalenergies-demobilizes-its-floating-lng-terminal-le-havre | France: Le Havre (FSRU) - ended - no sourced capacity | 2026-10-12
row excluded (raw data only) | https://www.gaz-system.pl/en/for-media/press-releases/2025/december/23-12-2025-market-consultations-for-the-binding-fsru-2-open-season-procedure.html | Poland: Gdansk FSRU 2 (second vessel) - no sourced date | 2026-10-12
row excluded (raw data only) | https://gasgrid.fi/en/lng-terminal/inkoo-lng-terminal/ | Finland: Inkoo FSRU (Exemplar): lease term - no sourced date | 2026-10-12
row excluded (raw data only) | https://www.gie.eu/publications/maps/gie-storage-map/ | Bulgaria: Bulgaria: new storage facilities under construction (GIE map country total) - no sourced date | 2026-10-12
row excluded (raw data only) | https://www.gie.eu/publications/maps/gie-storage-map/ | France: France: new storage facilities planned (GIE map country total) - no sourced date | 2026-10-12
row excluded (raw data only) | https://www.gie.eu/publications/maps/gie-storage-map/ | France: France: mothballed storage (GIE map country total) - no sourced date | 2026-10-12
row excluded (raw data only) | https://www.gie.eu/publications/maps/gie-storage-map/ | Greece: Greece: new storage facilities planned (GIE map country total) - no sourced date | 2026-10-12
row excluded (raw data only) | https://www.gie.eu/publications/maps/gie-storage-map/ | Italy: Italy: new storage facilities under construction (GIE map country total) - no sourced date | 2026-10-12
row excluded (raw data only) | https://www.gie.eu/publications/maps/gie-storage-map/ | Italy: Italy: new storage facilities planned (GIE map country total) - no sourced date | 2026-10-12
row excluded (raw data only) | https://www.gie.eu/publications/maps/gie-storage-map/ | Portugal: Portugal: new storage facilities planned (GIE map country total) - no sourced date | 2026-10-12
row excluded (raw data only) | https://www.gie.eu/publications/maps/gie-storage-map/ | Romania: Romania: new storage facilities under construction (GIE map country total) - no sourced date | 2026-10-12
row excluded (raw data only) | https://www.gie.eu/publications/maps/gie-storage-map/ | Romania: Romania: new storage facilities planned (GIE map country total) - no sourced date | 2026-10-12
row excluded (raw data only) | https://www.gie.eu/publications/maps/gie-storage-map/ | Slovakia: Slovakia: new storage facilities planned (GIE map country total) - no sourced date | 2026-10-12
row excluded (raw data only) | https://www.gie.eu/publications/maps/gie-storage-map/ | Türkiye: Türkiye: new storage facilities planned (GIE map country total) - no sourced date | 2026-10-12
row excluded (raw data only) | https://agsi.gie.eu/api/about | Germany: UGS Fronhofen (decommissioned) - closed - no sourced capacity | 2026-10-12
row excluded (raw data only) | https://www.norskpetroleum.no/en/facts/field/hugin/ | Norway: Yggdrasil area (Hugin, Munin, Fulla) - approved for production - no sourced date | 2026-10-12

## Releases
url | label | last_modified | etag | length | sha256 | first_fetched | last_fetched | last_changed | note
https://www.gie.eu/wp-content/uploads/filr/10797/GIE_LNG_2026_A0_1189x841_FULL_v110_TOPO.pdf | GIE lng map | Mon, 31 Aug 2026 10:05:21 GMT | "4061b69-65a54f0a4db9f" | 67509097 | 28a3125ae9e92525f16d8957c1ba19b6e461fd5ad5afd9968cd6f594942d5035 | 2026-10-12 | 2026-10-12 | 2026-10-12 | version August 2026
https://www.gie.eu/wp-content/uploads/filr/3997/GIE_STOR_2026_A0_1189x841_FULL_v110_TOPO.pdf | GIE stor map | Mon, 31 Aug 2026 09:19:19 GMT | "403e761-65a544c07d346" | 67364705 | 357daf13d83ed6b5b565a1ba4e0c775294520a105c436be920f0460bd998175c | 2026-10-12 | 2026-10-12 | 2026-10-12 | version August 2026
https://www.entsog.eu/sites/default/files/2024-07/TYNDP%202024%20Annex%20A%20-%20List%20of%20projects.xlsx | ENTSOG TYNDP 2024 Annex A - List of projects | Wed, 03 Jul 2024 09:05:35 GMT | "cc4b9-61c54221695c0" | 836793 | 0dce0ccfb3cf386a6448729842e8e7c4dcccfcb424bdf368781aa046883ce499 | 2026-10-12 | 2026-10-12 | 2026-10-12 | edition July 2024

## Doc checks
doc | check | passed | snippet | url | doc_hash | checked
det_stade | cap17 | TRUE | smission network via a pipeline and, as things stand, has a feed-in capacity of up to 1.7 billion cubic meters through the end of 2026. The terminal is currently under construction and is expect | https://energy-terminal.de/en/terminals/stade | da7c5d73145d2f1a | 2026-10-12
det_stade | docked | TRUE | must not contain a div) --> News Press releases 09/16/2026 Energos Force has docked in Stade Stade Press releases 06/10/2026 Launch of the floating LNG | https://energy-terminal.de/en/terminals/stade | da7c5d73145d2f1a | 2026-10-12
det_diary | cap32 | TRUE | terminal. For 2027, DET expects the Stade terminal to feed up to 3.2 billion cubic meters of natural gas into the grid. This volume would be sufficie | https://energy-terminal.de/en/construction-diary-stade | 79183ea124c39e92 | 2026-10-12
det_diary | nov | TRUE | commissioning of the terminal can begin. We then expect the first LNG tanker to arrive in November. li must not contain a div) --> August 14: loading arms in | https://energy-terminal.de/en/construction-diary-stade | 79183ea124c39e92 | 2026-10-12
gaz_gdansk | early2028 | TRUE | d. Commercial regasification operations at the facility are scheduled to commence in early 2028. Share Share X LinkedIn Email Bluesky Copy Eksport do PDF P | https://www.gaz-system.pl/en/for-media/press-releases/2026/august/11-08-2026-the-offshore-pipeline-microtunnel-for-the-fsru-has-reached-its-target-length.html | cc3f7f377151a5e1 | 2026-10-12
gaz_fsru | cap61 | TRUE | e domestic gas system. Design capacity and functionalities: regasification capacity: 6.1 billion m³ of gas per year, additional facility for spot and contra | https://www.gaz-system.pl/en/for-media/press-releases/2025/december/11-12-2025-strategic-project-for-real-independence-10-years-of-the-lng-terminal-in-swinoujscie.html | 713fc0deebcd1a9c | 2026-10-12
gaz_fsru2 | cap45 | TRUE | e, and regasification of LNG. The new facility will provide additional 4.5 bcma of regasified LNG. Rules, deadlines and objective of consul | https://www.gaz-system.pl/en/for-media/press-releases/2025/december/23-12-2025-market-consultations-for-the-binding-fsru-2-open-season-procedure.html | ebaa9050ef0f0384 | 2026-10-12
gasunie_ee | to2036 | TRUE | after the end of the original contract period in 2027, with continued operations planned until 2036. Not only will the infrastructure and installations continu | https://www.gasunie.nl/en/newsletter/gasunie-update-2-2026/seven-questions-about-lng-and-the-continued-use-of-eemsenergyterminal | ef346933c7b103fc | 2026-10-12
gasunie_ee | cfid | TRUE | ute to energy security in the medium term. 5. What does the conditional investment decision (cFID) mean? The cFID means that Gasunie and Vopak have now | https://www.gasunie.nl/en/newsletter/gasunie-update-2-2026/seven-questions-about-lng-and-the-continued-use-of-eemsenergyterminal | ef346933c7b103fc | 2026-10-12
gasunie_ee2 | orig2027 | TRUE | ediately following the loss of Russian gas supplies and was originally planned to run up to the end of 2027. Hydrogen and CO₂ developments In addition to the extension | https://www.gasunie.nl/en/news/important-new-phase-for-the-future-of-eemsenergyterminal-at-the-port-of-eemshaven | 6ed2c6da2e096f66 | 2026-10-12
lng_hr | exp | TRUE | moored at the Terminal. With this expansion, the Terminal's maximum capacity increased from 3.9 to 6.1 billion m³ of natural gas per year, enhancing the security of natur | https://lng.hr/en/2026/01/01/5-years-of-operation-of-the-lng-terminal-croatia/ | a997ee555b305c90 | 2026-10-12
gasgrid_inkoo | cap | TRUE | k. The regasification capacity of the Inkoo LNG terminal is 140 GWh per day and over 40 TWh per year. The import of Russian gas to the terminal is prohibited. T | https://gasgrid.fi/en/lng-terminal/inkoo-lng-terminal/ | 5f756a52cdbdae03 | 2026-10-12
gasgrid_lease | ten | TRUE | and Excelerate Energy, Inc. have signed an agreement on the leasing of an LNG floating terminal vessel for the duration of ten years. The project will enable Finland and Estonia to be independ | https://gasgrid.fi/en/bulletins/gasgrid-finland-oy-and-excelerate-energy-inc-have-agreed-to-lease-an-lng-terminal-vessel-the-lng-terminal-vessel-exemplar-will-ensure-finlands-security-of-supply-while-also-serving-the-needs-of/ | 361858c35aa85cd2 | 2026-10-12
total_lehavre | demob | TRUE | ion of October 16, 2025. In this context, TotalEnergies has decided to demobilize its LNG FSRU in Le Havre. *** TotalEnergies, the world's third largest LNG player To | https://totalenergies.com/news/press-releases/france-totalenergies-demobilizes-its-floating-lng-terminal-le-havre | 0e1de8a9e5c59aca | 2026-10-12
snam_piombino | reloc | TRUE | ompliance with the provisions of the competent Authorities; shutdown, relocation and recommissioning of the Terminal will last for a maximum of twelve months, starting from October 1, 2026, or from the first day after the thirty-sixth month after t | https://www.snam.it/content/dam/snam/pages-attachments/it/i-nostri-business/rigassificazione/documents/codice-tariffe-area-comitato/codice-di-rigassificazione-fsru-italia/eng-regas-code-piombino/02_DES~1.PDF | e602c4de245f8cc0 | 2026-10-12
gastrade_cap | step | TRUE | on capacity of the Alexandroupolis LNG Terminal has further increased to 136.2 GWh/day, up from 90.8 GWh/day on 12.09.2025. Share: LinkedIn Twitter Email Press contact | https://www.gastrade.gr/further-increase-in-maximum-regasification-capacity/ | 4a12620ee3fcec1b | 2026-10-12
gastrade_proj | cap | TRUE | t Flexible Risers & Umbilical Crew accommodation facilities 5.5 bcm Annual Capacity 0 m LENGTH OA 0 m BREADTH (MLD) 0 m DEPTH (MLD) The floatin | https://www.gastrade.gr/the-project/ | 418f941c3363090f | 2026-10-12
gastrade_proj | thrace | TRUE | tion of the Alexandroupolis INGS, Gastrade is advancing the Thrace Independent Natural Gas System (Thrace INGS), a second LNG Terminal in the Thracian Sea. T | https://www.gastrade.gr/the-project/ | 418f941c3363090f | 2026-10-12
tap_first | fullop | TRUE | n Gas Corridor, Trans Adriatic Pipeline (TAP) is pleased to reconfirm full operability of the first level of capacity expansion, triggered during the 2021 Market Test, with 1.2 billion cubic meters per year... Read More information about TAP strengthens natura | https://www.tap-ag.com/news/news-stories/tap-triggers-the-first-level-of-capacity-expansion | c2d1c25520cd4b1e | 2026-10-12
tap_first | dbl | TRUE | t the market requirements in a gradual process, TAP aims at doubling the pipeline's capacity by 2027. “ We are pleased to start expanding TAP's capacity, which | https://www.tap-ag.com/news/news-stories/tap-triggers-the-first-level-of-capacity-expansion | c2d1c25520cd4b1e | 2026-10-12
tap_first | bcm | TRUE | will now trigger the first level of expansion and allocate 1.2 billion cubic meters (bcm) of incremental capacity per year through long term contracts starting from 2026. TAP's expan | https://www.tap-ag.com/news/news-stories/tap-triggers-the-first-level-of-capacity-expansion | c2d1c25520cd4b1e | 2026-10-12
omv_neptun | h1 | TRUE | GAZ SA, joint titleholders of the Neptun Deep block, expect first gas production to enter the National Transmission System (NTS) in the first half of 2027. Following the successful offshore installation of the Nept | https://www.omvpetrom.com/en/media/latest-news/2026/neptun-deep-advances-towards-first-gas-expected-in-the-first-half-of-2027 | aa022202bfa0d358 | 2026-10-12
omv_neptun | bcm | TRUE | by end of Q3 2027 Annual production at plateau estimated at around 8 bcm (100%) Development expenditure on budget at ~ EUR 4 bn (100%) OMV | https://www.omvpetrom.com/en/media/latest-news/2026/neptun-deep-advances-towards-first-gas-expected-in-the-first-half-of-2027 | aa022202bfa0d358 | 2026-10-12
np_irpa | start | TRUE | shuttle tankers. Status The field is under development. The production is planned to start in 2026. ACCRUED INVESTMENTS IN NOMINAL NOK Source: Norwegian Offsh | https://www.norskpetroleum.no/en/facts/field/irpa/ | f4d888f28562879e | 2026-10-12
np_fenris | start | TRUE | ated with the further development of the Valhall field. The production is planned to start in 2027. ACCRUED INVESTMENTS IN NOMINAL NOK Source: Norwegian Offsh | https://www.norskpetroleum.no/en/facts/field/fenris/ | a48b70f659986413 | 2026-10-12
np_berling | start | TRUE | tø terminal. Status The field is under development, and the production is planned to start in 2028. ACCRUED INVESTMENTS IN NOMINAL NOK Source: Norwegian Offsh | https://www.norskpetroleum.no/en/facts/field/berling/ | ce4a608acc97f4c3 | 2026-10-12
np_hugin | status | TRUE | e Facts Fields HUGIN Discovery year 1986 Wellbore 25/2-10 S Status Approved for production Business unit HUGIN UNIT Operator: Aker BP ASA Area: North | https://www.norskpetroleum.no/en/facts/field/hugin/ | 942ea7de2dbc5c7b | 2026-10-12
np_munin | status | TRUE | e Facts Fields MUNIN Discovery year 1997 Wellbore 30/11-8 S Status Approved for production Operator: Aker BP ASA Area: North sea Historical investment | https://www.norskpetroleum.no/en/facts/field/munin/ | d71a2435c288efdd | 2026-10-12
np_fulla | status | TRUE | ome Facts Fields FULLA Discovery year 1975 Wellbore 30/11-7 Status Approved for production Operator: Aker BP ASA Area: North sea Historical investment | https://www.norskpetroleum.no/en/facts/field/fulla/ | 8aa92a2c4fa0afdf | 2026-10-12
btg | negru | TRUE | Following implementation of Bulgartransgaz EAD project for increase of gas transmission capacity by 137.2 GWh/d from Bulgaria to Romania at IP Negru Voda 1/Kardam in Q3 2026, Transgaz S.A. has declared technical readiness to increase | https://bulgartransgaz.bg/public/files/useruploads/%D0%BD%D0%BE%D0%B2%D0%B8%D0%BD%D0%B8_%D1%81%D0%B0%D0%B9%D1%82/27042026/TYNDP%20BTG%202026-2035%20%D0%B3.%20-%20public%20consultation%20EN.pdf | fefd87e819d8bf07 | 2026-10-12
btg | kulata | TRUE | l gas corridor initiative, DESFA S.A. plans to increase the capacity on its side of IP Kulata/Sidirokastro by 35.4 GWh/d in direction from Greece to Bulgaria, according to the increase planned by Bu | https://bulgartransgaz.bg/public/files/useruploads/%D0%BD%D0%BE%D0%B2%D0%B8%D0%BD%D0%B8_%D1%81%D0%B0%D0%B9%D1%82/27042026/TYNDP%20BTG%202026-2035%20%D0%B3.%20-%20public%20consultation%20EN.pdf | fefd87e819d8bf07 | 2026-10-12
btg | depo | TRUE | of Depomures UGS. The first phase of the project envisages increase in storage capacity up to 400 mcm, with estimated commissioning in 2026. The second phase includes further increase in storage capa | https://bulgartransgaz.bg/public/files/useruploads/%D0%BD%D0%BE%D0%B2%D0%B8%D0%BD%D0%B8_%D1%81%D0%B0%D0%B9%D1%82/27042026/TYNDP%20BTG%202026-2035%20%D0%B3.%20-%20public%20consultation%20EN.pdf | fefd87e819d8bf07 | 2026-10-12
transgaz | vc | TRUE | ansion of the National Gas Transmission System, part of the Vertical Corridor Expansion of the National Gas Transmission System, part of the Vertical Project name: Corridor Project number: 7.3 Project beneficiary: SNTGN Transgaz SA Type of project: Transmissio | https://www.transgaz.ro/sites/default/files/DEVELOPMENT%20PLAN%20FOR%20THE%20NATIONAL%20GAS%20TRANSMISSION%20SYSTEM%202026-2035.pdf | 09124077aef80c5b | 2026-10-12

## GIE LNG cards
name | country | start_up_year | vessel | status | nominal_bcm_n | expansions | x | y | map_version | url
Porto Empedocle | Italy |  | onshore | PLANNED | 8 |  | 3126 | 1976 | August 2026 | https://www.gie.eu/wp-content/uploads/filr/10797/GIE_LNG_2026_A0_1189x841_FULL_v110_TOPO.pdf
Black Sea LNG | Romania | 2028 | FSRU | PLANNED | 5 |  | 3126 | 2155 | August 2026 | https://www.gie.eu/wp-content/uploads/filr/10797/GIE_LNG_2026_A0_1189x841_FULL_v110_TOPO.pdf
Gdańsk | Poland | 2030 | FSRU | PLANNED | 4.5 |  | 3126 | 2096 | August 2026 | https://www.gie.eu/wp-content/uploads/filr/10797/GIE_LNG_2026_A0_1189x841_FULL_v110_TOPO.pdf
Skulte | Latvia |  | FSRU | PLANNED | 1.5 |  | 3126 | 2036 | August 2026 | https://www.gie.eu/wp-content/uploads/filr/10797/GIE_LNG_2026_A0_1189x841_FULL_v110_TOPO.pdf
Shannon LNG | Ireland |  | FSRU | PLANNED | 7.8 |  | 3126 | 1855 | August 2026 | https://www.gie.eu/wp-content/uploads/filr/10797/GIE_LNG_2026_A0_1189x841_FULL_v110_TOPO.pdf
Thrace LNG | Greece | 2028 | FSRU | PLANNED | 6 |  | 3126 | 1795 | August 2026 | https://www.gie.eu/wp-content/uploads/filr/10797/GIE_LNG_2026_A0_1189x841_FULL_v110_TOPO.pdf
Mag Mell | Ireland |  | FSRU | PLANNED | 2.6 |  | 3126 | 1915 | August 2026 | https://www.gie.eu/wp-content/uploads/filr/10797/GIE_LNG_2026_A0_1189x841_FULL_v110_TOPO.pdf
Thessaloniki | Greece | 2028 | FSRU | PLANNED | 4.82 |  | 3126 | 1735 | August 2026 | https://www.gie.eu/wp-content/uploads/filr/10797/GIE_LNG_2026_A0_1189x841_FULL_v110_TOPO.pdf
Argo | Greece | 2027 | FSRU | PLANNED | 4.6 |  | 3126 | 1615 | August 2026 | https://www.gie.eu/wp-content/uploads/filr/10797/GIE_LNG_2026_A0_1189x841_FULL_v110_TOPO.pdf
Wilhelmshaven | Germany | 2030 | onshore | PLANNED | 15 |  | 3126 | 1555 | August 2026 | https://www.gie.eu/wp-content/uploads/filr/10797/GIE_LNG_2026_A0_1189x841_FULL_v110_TOPO.pdf
Dioriga Gas | Greece | 2027 | FSRU | PLANNED | 2.5 |  | 3126 | 1675 | August 2026 | https://www.gie.eu/wp-content/uploads/filr/10797/GIE_LNG_2026_A0_1189x841_FULL_v110_TOPO.pdf
Lubmin 2 | Germany |  | FSRU | PLANNED | 17 |  | 3126 | 1496 | August 2026 | https://www.gie.eu/wp-content/uploads/filr/10797/GIE_LNG_2026_A0_1189x841_FULL_v110_TOPO.pdf
Tallinn (Muuga) | Estonia | 2030 | onshore | PLANNED | 4 |  | 3126 | 1436 | August 2026 | https://www.gie.eu/wp-content/uploads/filr/10797/GIE_LNG_2026_A0_1189x841_FULL_v110_TOPO.pdf
Sagunto | Spain | 2006 | onshore | OPERATIONAL | 8.8 |  | 2898 | 1526 | August 2026 | https://www.gie.eu/wp-content/uploads/filr/10797/GIE_LNG_2026_A0_1189x841_FULL_v110_TOPO.pdf
Paldiski | Estonia |  | onshore | PLANNED | 2.5 |  | 3126 | 1377 | August 2026 | https://www.gie.eu/wp-content/uploads/filr/10797/GIE_LNG_2026_A0_1189x841_FULL_v110_TOPO.pdf
Vasiliko | Cyprus |  | FSRU | PLANNED | 2.44 |  | 3126 | 1317 | August 2026 | https://www.gie.eu/wp-content/uploads/filr/10797/GIE_LNG_2026_A0_1189x841_FULL_v110_TOPO.pdf
Vlorë | Albania |  | FSRU | PLANNED |  |  | 3126 | 1263 | August 2026 | https://www.gie.eu/wp-content/uploads/filr/10797/GIE_LNG_2026_A0_1189x841_FULL_v110_TOPO.pdf
Mugardos | Spain | 2007 | onshore | OPERATIONAL | 3.6 |  | 2898 | 1383 | August 2026 | https://www.gie.eu/wp-content/uploads/filr/10797/GIE_LNG_2026_A0_1189x841_FULL_v110_TOPO.pdf
Delimara | Malta | 2017 | FSU | OPERATIONAL | 0.7 |  | 2670 | 1499 | August 2026 | https://www.gie.eu/wp-content/uploads/filr/10797/GIE_LNG_2026_A0_1189x841_FULL_v110_TOPO.pdf
Milford Haven | United Kingdom | 2009 | onshore | OPERATIONAL | 21 |  | 3124 | 1098 | August 2026 | https://www.gie.eu/wp-content/uploads/filr/10797/GIE_LNG_2026_A0_1189x841_FULL_v110_TOPO.pdf
El Musel | Spain | 2023 | onshore | OPERATIONAL | 7 |  | 2899 | 1242 | August 2026 | https://www.gie.eu/wp-content/uploads/filr/10797/GIE_LNG_2026_A0_1189x841_FULL_v110_TOPO.pdf
Klaipėda | Lithuania | 2014 | FSRU | OPERATIONAL | 2.78 |  | 2670 | 1357 | August 2026 | https://www.gie.eu/wp-content/uploads/filr/10797/GIE_LNG_2026_A0_1189x841_FULL_v110_TOPO.pdf
Bilbao | Spain | 2003 | onshore | OPERATIONAL | 7 |  | 2899 | 1101 | August 2026 | https://www.gie.eu/wp-content/uploads/filr/10797/GIE_LNG_2026_A0_1189x841_FULL_v110_TOPO.pdf
Rovigo | Italy | 2009 | GBS | OPERATIONAL | 9.5 | additional: +0.9 | 2670 | 1205 | August 2026 | https://www.gie.eu/wp-content/uploads/filr/10797/GIE_LNG_2026_A0_1189x841_FULL_v110_TOPO.pdf
Wilhelmshaven | Germany | 2023 | FSRU | OPERATIONAL | 4.9 |  | 2443 | 1255 | August 2026 | https://www.gie.eu/wp-content/uploads/filr/10797/GIE_LNG_2026_A0_1189x841_FULL_v110_TOPO.pdf
Milford Haven | United Kingdom | 2009 | onshore | OPERATIONAL | 7.6 |  | 3124 | 947 | August 2026 | https://www.gie.eu/wp-content/uploads/filr/10797/GIE_LNG_2026_A0_1189x841_FULL_v110_TOPO.pdf
Isle of Grain | United Kingdom | 2005 | onshore | OPERATIONAL | 19.5 | future: +5.0 | 3124 | 756 | August 2026 | https://www.gie.eu/wp-content/uploads/filr/10797/GIE_LNG_2026_A0_1189x841_FULL_v110_TOPO.pdf
Huelva | Spain | 1988 | onshore | OPERATIONAL | 11.8 |  | 2899 | 960 | August 2026 | https://www.gie.eu/wp-content/uploads/filr/10797/GIE_LNG_2026_A0_1189x841_FULL_v110_TOPO.pdf
Ravenna | Italy | 2025 | FSRU | OPERATIONAL | 5 |  | 2670 | 1064 | August 2026 | https://www.gie.eu/wp-content/uploads/filr/10797/GIE_LNG_2026_A0_1189x841_FULL_v110_TOPO.pdf
Brunsbüttel | Germany |  | FSRU | OPERATIONAL | 3.9 |  | 2443 | 1112 | August 2026 | https://www.gie.eu/wp-content/uploads/filr/10797/GIE_LNG_2026_A0_1189x841_FULL_v110_TOPO.pdf
Zeebrugge | Belgium | 1987 | onshore | UNDER_CONSTRUCTION |  |  | 45 | 1287 | August 2026 | https://www.gie.eu/wp-content/uploads/filr/10797/GIE_LNG_2026_A0_1189x841_FULL_v110_TOPO.pdf
Cartagena | Spain | 1989 | onshore | OPERATIONAL | 11.8 |  | 2899 | 819 | August 2026 | https://www.gie.eu/wp-content/uploads/filr/10797/GIE_LNG_2026_A0_1189x841_FULL_v110_TOPO.pdf
Piombino | Italy | 2024 | FSRU | OPERATIONAL | 5 |  | 2671 | 920 | August 2026 | https://www.gie.eu/wp-content/uploads/filr/10797/GIE_LNG_2026_A0_1189x841_FULL_v110_TOPO.pdf
Marmara Ereglisi | Turkey | 1994 | onshore | OPERATIONAL | 12.8 |  | 3124 | 614 | August 2026 | https://www.gie.eu/wp-content/uploads/filr/10797/GIE_LNG_2026_A0_1189x841_FULL_v110_TOPO.pdf
Barcelona | Spain | 1968 | onshore | OPERATIONAL | 17.1 |  | 2899 | 679 | August 2026 | https://www.gie.eu/wp-content/uploads/filr/10797/GIE_LNG_2026_A0_1189x841_FULL_v110_TOPO.pdf
Montoir de Bretagne | France | 1980 | onshore | OPERATIONAL | 10 |  | 2444 | 970 | August 2026 | https://www.gie.eu/wp-content/uploads/filr/10797/GIE_LNG_2026_A0_1189x841_FULL_v110_TOPO.pdf
Panigaglia | Italy | 1971 | onshore | OPERATIONAL | 3.5 |  | 2671 | 776 | August 2026 | https://www.gie.eu/wp-content/uploads/filr/10797/GIE_LNG_2026_A0_1189x841_FULL_v110_TOPO.pdf
Gulf of Saros | Turkey | 2023 | FSRU | OPERATIONAL | 7.62 |  | 3124 | 473 | August 2026 | https://www.gie.eu/wp-content/uploads/filr/10797/GIE_LNG_2026_A0_1189x841_FULL_v110_TOPO.pdf
Sines | Portugal | 2004 | onshore | OPERATIONAL | 7.6 |  | 2898 | 538 | August 2026 | https://www.gie.eu/wp-content/uploads/filr/10797/GIE_LNG_2026_A0_1189x841_FULL_v110_TOPO.pdf
Fos Tonkin | France |  | onshore | OPERATIONAL | 1.5 |  | 2444 | 827 | August 2026 | https://www.gie.eu/wp-content/uploads/filr/10797/GIE_LNG_2026_A0_1189x841_FULL_v110_TOPO.pdf
Dörtyol | Turkey | 2018 | FSRU | OPERATIONAL | 9.7 |  | 3124 | 333 | August 2026 | https://www.gie.eu/wp-content/uploads/filr/10797/GIE_LNG_2026_A0_1189x841_FULL_v110_TOPO.pdf
OLT Offshore LNG | Italy | 2013 | FSRU | OPERATIONAL | 5 |  | 2670 | 635 | August 2026 | https://www.gie.eu/wp-content/uploads/filr/10797/GIE_LNG_2026_A0_1189x841_FULL_v110_TOPO.pdf
Fos Cavaou | France | 2010 | onshore | OPERATIONAL | 10 | by 2030 2030: +2.0 | 2444 | 678 | August 2026 | https://www.gie.eu/wp-content/uploads/filr/10797/GIE_LNG_2026_A0_1189x841_FULL_v110_TOPO.pdf
Revithoussa | Greece | 1999 | onshore | OPERATIONAL | 7 |  | 2670 | 490 | August 2026 | https://www.gie.eu/wp-content/uploads/filr/10797/GIE_LNG_2026_A0_1189x841_FULL_v110_TOPO.pdf
Dunkerque LNG | France | 2016 | onshore | OPERATIONAL | 13 |  | 2443 | 537 | August 2026 | https://www.gie.eu/wp-content/uploads/filr/10797/GIE_LNG_2026_A0_1189x841_FULL_v110_TOPO.pdf
Świnoujście | Poland | 2016 | onshore | OPERATIONAL | 8.3 |  | 2898 | 395 | August 2026 | https://www.gie.eu/wp-content/uploads/filr/10797/GIE_LNG_2026_A0_1189x841_FULL_v110_TOPO.pdf
Aliaga Izmir | Turkey | 2006 | onshore | OPERATIONAL | 13.8 |  | 3124 | 192 | August 2026 | https://www.gie.eu/wp-content/uploads/filr/10797/GIE_LNG_2026_A0_1189x841_FULL_v110_TOPO.pdf
Alexandroupolis | Greece | 2024 | FSRU | OPERATIONAL | 5.5 |  | 2670 | 348 | August 2026 | https://www.gie.eu/wp-content/uploads/filr/10797/GIE_LNG_2026_A0_1189x841_FULL_v110_TOPO.pdf
Gate terminal | Netherlands | 2011 | onshore | OPERATIONAL | 12 | interruptible: +4.0; by 2026 2026: +4.0 | 2899 | 218 | August 2026 | https://www.gie.eu/wp-content/uploads/filr/10797/GIE_LNG_2026_A0_1189x841_FULL_v110_TOPO.pdf
Inkoo | Finland | 2023 | FSRU | OPERATIONAL | 4.8 |  | 2443 | 396 | August 2026 | https://www.gie.eu/wp-content/uploads/filr/10797/GIE_LNG_2026_A0_1189x841_FULL_v110_TOPO.pdf
Stade | Germany | 2029 | onshore | UNDER_CONSTRUCTION | 13.3 |  | 2217 | 499 | August 2026 | https://www.gie.eu/wp-content/uploads/filr/10797/GIE_LNG_2026_A0_1189x841_FULL_v110_TOPO.pdf
Stade | Germany | 2026 | FSRU | UNDER_CONSTRUCTION | 4.7 |  | 2216 | 359 | August 2026 | https://www.gie.eu/wp-content/uploads/filr/10797/GIE_LNG_2026_A0_1189x841_FULL_v110_TOPO.pdf
Krk Island | Croatia | 2021 | FSRU | OPERATIONAL | 3.5 | by 2029 2029: +2.6 | 2443 | 226 | August 2026 | https://www.gie.eu/wp-content/uploads/filr/10797/GIE_LNG_2026_A0_1189x841_FULL_v110_TOPO.pdf
Mukran | Germany | 2024 | FSRU | OPERATIONAL | 5.2 | Possible: +2.6 | 2670 | 197 | August 2026 | https://www.gie.eu/wp-content/uploads/filr/10797/GIE_LNG_2026_A0_1189x841_FULL_v110_TOPO.pdf
Brunsbüttel | Germany | 2027 | onshore | UNDER_CONSTRUCTION | 10 |  | 2217 | 217 | August 2026 | https://www.gie.eu/wp-content/uploads/filr/10797/GIE_LNG_2026_A0_1189x841_FULL_v110_TOPO.pdf
Aliaga Etki | Turkey | 2016 | FSRU | OPERATIONAL | 7.3 |  | 3124 | 51 | August 2026 | https://www.gie.eu/wp-content/uploads/filr/10797/GIE_LNG_2026_A0_1189x841_FULL_v110_TOPO.pdf
EemsEnergyTerminal | Netherlands | 2022 | FSRU | OPERATIONAL | 8 |  | 2899 | 50 | August 2026 | https://www.gie.eu/wp-content/uploads/filr/10797/GIE_LNG_2026_A0_1189x841_FULL_v110_TOPO.pdf
Wilhelmshaven | Germany | 2025 | FSRU | OPERATIONAL | 4.6 |  | 2670 | 53 | August 2026 | https://www.gie.eu/wp-content/uploads/filr/10797/GIE_LNG_2026_A0_1189x841_FULL_v110_TOPO.pdf
Zeebrugge | Belgium | 1987 | onshore | OPERATIONAL | 19 | by 2026 2026: +1.8 | 2443 | 76 | August 2026 | https://www.gie.eu/wp-content/uploads/filr/10797/GIE_LNG_2026_A0_1189x841_FULL_v110_TOPO.pdf
Gdańsk | Poland | 2027 | FSRU | UNDER_CONSTRUCTION | 6.1 |  | 2216 | 77 | August 2026 | https://www.gie.eu/wp-content/uploads/filr/10797/GIE_LNG_2026_A0_1189x841_FULL_v110_TOPO.pdf

## GIE storage table
country | operational_twh | under_construction_twh | planned_twh | mothballed_twh | total_twh | operational_n | under_construction_n | planned_n | mothballed_n | total_n | map_version | url
Austria | [10 empty] | August 2026 | https://www.gie.eu/wp-content/uploads/filr/3997/GIE_STOR_2026_A0_1189x841_FULL_v110_TOPO.pdf
Belgium | 7.6 |  |  |  | 7.6 | 1 |  |  |  | 1 | August 2026 | https://www.gie.eu/wp-content/uploads/filr/3997/GIE_STOR_2026_A0_1189x841_FULL_v110_TOPO.pdf
Bulgaria | 7 | 3.8 |  |  | 10.8 | 1 | 1 |  |  | 2 | August 2026 | https://www.gie.eu/wp-content/uploads/filr/3997/GIE_STOR_2026_A0_1189x841_FULL_v110_TOPO.pdf
Croatia | 4.8 |  | 0 |  | 4.8 | 1 |  | 1 |  | 2 | August 2026 | https://www.gie.eu/wp-content/uploads/filr/3997/GIE_STOR_2026_A0_1189x841_FULL_v110_TOPO.pdf
Czechia | 46.8 |  |  |  | 46.8 | 9 |  |  |  | 9 | August 2026 | https://www.gie.eu/wp-content/uploads/filr/3997/GIE_STOR_2026_A0_1189x841_FULL_v110_TOPO.pdf
Denmark | 8.6 |  |  |  | 8.6 | 2 |  |  |  | 2 | August 2026 | https://www.gie.eu/wp-content/uploads/filr/3997/GIE_STOR_2026_A0_1189x841_FULL_v110_TOPO.pdf
France | 124.1 |  | 3 | 1.1 |  | 13 |  | 2 | 4 |  | August 2026 | https://www.gie.eu/wp-content/uploads/filr/3997/GIE_STOR_2026_A0_1189x841_FULL_v110_TOPO.pdf
Germany | 248.2 |  |  |  | 248.2 | 50 |  |  |  | 50 | August 2026 | https://www.gie.eu/wp-content/uploads/filr/3997/GIE_STOR_2026_A0_1189x841_FULL_v110_TOPO.pdf
Greece |  |  | 6.1 |  | 6.1 |  |  | 1 |  | 1 | August 2026 | https://www.gie.eu/wp-content/uploads/filr/3997/GIE_STOR_2026_A0_1189x841_FULL_v110_TOPO.pdf
Hungary | 68 |  |  |  | 68 | 5 |  |  |  | 5 | August 2026 | https://www.gie.eu/wp-content/uploads/filr/3997/GIE_STOR_2026_A0_1189x841_FULL_v110_TOPO.pdf
Italy | 203.4 | 8.2 | 46.7 |  | 258.3 | 13 | 2 | 9 |  | 24 | August 2026 | https://www.gie.eu/wp-content/uploads/filr/3997/GIE_STOR_2026_A0_1189x841_FULL_v110_TOPO.pdf
Latvia | 24.9 |  |  |  | 24.9 | 1 |  |  |  | 1 | August 2026 | https://www.gie.eu/wp-content/uploads/filr/3997/GIE_STOR_2026_A0_1189x841_FULL_v110_TOPO.pdf
Netherlands | 143.8 |  |  |  | 143.8 | 5 |  |  |  | 6 | August 2026 | https://www.gie.eu/wp-content/uploads/filr/3997/GIE_STOR_2026_A0_1189x841_FULL_v110_TOPO.pdf
Poland | [10 empty] | August 2026 | https://www.gie.eu/wp-content/uploads/filr/3997/GIE_STOR_2026_A0_1189x841_FULL_v110_TOPO.pdf
Portugal | 3.8 |  | 0.6 |  | 4.4 | 1 |  | 1 |  | 2 | August 2026 | https://www.gie.eu/wp-content/uploads/filr/3997/GIE_STOR_2026_A0_1189x841_FULL_v110_TOPO.pdf
Romania | 33.9 | 1 | 9.1 |  | 44 | 6 | 1 | 2 |  | 9 | August 2026 | https://www.gie.eu/wp-content/uploads/filr/3997/GIE_STOR_2026_A0_1189x841_FULL_v110_TOPO.pdf
Slovakia | 34.6 |  | 3.6 |  | 38.3 | 2 |  | 1 |  | 3 | August 2026 | https://www.gie.eu/wp-content/uploads/filr/3997/GIE_STOR_2026_A0_1189x841_FULL_v110_TOPO.pdf
Spain | 35.9 |  |  |  | 35.9 | 5 |  |  |  | 5 | August 2026 | https://www.gie.eu/wp-content/uploads/filr/3997/GIE_STOR_2026_A0_1189x841_FULL_v110_TOPO.pdf
Sweden | 0.1 |  |  |  |  | 1 |  |  |  |  | August 2026 | https://www.gie.eu/wp-content/uploads/filr/3997/GIE_STOR_2026_A0_1189x841_FULL_v110_TOPO.pdf
EU27 | 1133.7 | 22 | 78.1 | 1.1 | 1234.9 | 133 | 5 | 18 | 4 | 160 | August 2026 | https://www.gie.eu/wp-content/uploads/filr/3997/GIE_STOR_2026_A0_1189x841_FULL_v110_TOPO.pdf
Serbia | [10 empty] | August 2026 | https://www.gie.eu/wp-content/uploads/filr/3997/GIE_STOR_2026_A0_1189x841_FULL_v110_TOPO.pdf
Türkiye | 72.5 |  | 100 |  | 172.5 | 2 |  | 3 |  | 5 | August 2026 | https://www.gie.eu/wp-content/uploads/filr/3997/GIE_STOR_2026_A0_1189x841_FULL_v110_TOPO.pdf
Ukraine | 321.4 |  |  |  | 321.4 | 13 |  |  |  | 13 | August 2026 | https://www.gie.eu/wp-content/uploads/filr/3997/GIE_STOR_2026_A0_1189x841_FULL_v110_TOPO.pdf

## TYNDP main
code | name | country | promoter | maturity | year_first | year_last
TRA-A-86 | Interconnection Croatia/Slovenia (Lučko - Zabok - Jezerišće - Sotla) | Croatia | Plinacro Ltd | Advanced | 2026 | 2030
TRA-N-390 | Upgrade of Rogatec interconnection (M1A/1 Interconnection Rogatec) | Slovenia | Plinovodi d.o.o. | Less-Advanced | 2027 | 2027
TRA-A-75 | LNG evacuation pipeline Zlobin-Bosiljevo-Sisak-Kozarac | Croatia | Plinacro Ltd | Advanced | 2026 | 2026
LNG-N-815 | LNG terminal Krk 2nd phase | Croatia | LNG Hrvatska d.o.o. | Less-Advanced | 2030 | 2030
TRA-N-1058 | LNG Evacuation Pipeline Kozarac-Slobodnica | Croatia | Plinacro Ltd | Less-Advanced | 2030 | 2030
TRA-F-496 | Increase of Gas Transport to the Netherlands | Germany | Gasunie Deutschland Transport Service GmbH | FID | 2027 | 2027
TRA-F-873 | Additional import at Oude StatenZijl area | Netherlands | Gasunie Transport Services B.V. | FID | 2027 | 2027
TRA-F-1199 | LNG Terminal Brunsbuettel - Grid Integration | Germany | Gasunie Deutschland Transport Service GmbH | FID | 2024 | 2024
TRA-N-1235 | Firm transmission capacity increase at the IP Veľké Zlievce | Slovakia | eustream,a.s. | Less-Advanced | 2026 | 2026
TRA-A-1322 | Development on the Romanian territory of the NTS (BG–RO-HU-AT)-Phase II | Romania | SNTGN Transgaz SA | Advanced | 2025 | 2025
LNG-N-227 | Fos Cavaou LNG Terminal Expansion | France | Fosmax LNG | Less-Advanced | 2028 | 2030
TRA-N-269 | Developments for Fosmax (Cavaou) LNG 8.25 bcm expansion | France | GRTgaz | Less-Advanced | 2028 | 2030
LNG-N-225 | Montoir LNG Terminal Expansion | France | Elengy | Less-Advanced | 2028 | 2028
TRA-N-258 | Developments for Montoir LNG terminal 2.5 bcm expansion | France | GRTgaz | Less-Advanced | 2027 | 2027
LNG-F-62 | LNG terminal in northern Greece / Alexandroupolis - LNG Section | Greece | Gastrade S.A. | FID | 2024 | 2024
TRA-F-63 | LNG terminal in northern Greece / Alexandroupolis - Pipeline Section | Greece | Gastrade S.A. | FID | 2024 | 2024
TRA-N-112 | R15/1 Pince - Lendava - Kidričevo | Slovenia | Plinovodi d.o.o. | Less-Advanced | 2027 | 2028
TRA-N-389 | Upgrade of Murfeld/Ceršak interconnection (M1/3 Interconnection Ceršak) | Slovenia | Plinovodi d.o.o. | Less-Advanced | 2027 | 2027
TRA-N-766 | Entry Murfeld | Austria | GAS CONNECT AUSTRIA GmbH | Less-Advanced | 2028 | 2028
OTH-N-322 | North Sea Wind Power Hub | Netherlands | Energinet / TenneT / N.V. Nederlandse Gasunie | Less-Advanced | 2032 | 2032
UGS-N-356 | Underground Gas Storage Velke Kapusany | Slovakia | NAFTA a.s. (joint stock company) | Less-Advanced | 2030 | 2030
H2T-F-899 | mosaHYc - Mosel Saar Hydrogen Conversion | France | GRTgaz | FID | 2027 | 2027
H2T-A-987 | mosaHYc (Mosel Saar Hydrogen Conversion) - Germany | Germany | Creos Deutschland Wasserstoff GmbH | Advanced | 2027 | 2027
H2T-N-1255 | H2 repurposing interconnection HR-HU | Croatia | PLINACRO Ltd. | Less-Advanced | 2040 | 2040
H2T-A-418 | Connection Fiume Treste Livello F | Italy | Snam Rete Gas Spa | Advanced | 2029 | 2029
H2T-A-555 | Apulia H2 Backbone | Italy | Snam S.p.A. | Advanced | 2027 | 2027
H2T-A-986 | H2 Readiness of the TAG pipeline system | Austria | Trans Austria Gasleitung GmbH | Advanced | 2028 | 2029
H2T-A-1205 | Italian H2 Backbone | Italy | Snam Rete Gas S.p.A. | Advanced | 2029 | 2029
H2E-A-1272 | Network related electrolyser in South of Italy (Sicily and Apulia) | Italy | Snam | Advanced | 2026 | 2031
H2T-N-735 | North Africa Hydrogen Corridor | Tunisia | Sea Corridor S.r.l. | Less-Advanced | 2029 | 2029
H2S-N-1189 | Fiume Treste Livello F Underground Hydrogen Storage | Italy | STOGIT | Less-Advanced | 2029 | 2033
H2L-N-1314 | North Adriatic H2 Terminal | Italy | Edison Spa | Less-Advanced | 2030 | 2030
H2S-N-425 | UGS Lab - H2 | Slovakia | NAFTA a.s. (joint stock company) | Less-Advanced | 2030 | 2030
H2T-A-642 | HyPipe Bavaria – The Hydrogen Hub | Germany | bayernets GmbH | Advanced | 2029 | 2029
H2T-A-757 | H2 Backbone WAG + Penta West | Austria | GAS CONNECT AUSTRIA GmbH | Advanced | 2029 | 2029
TRA-A-988 | LNG Terminal Stade - Grid Intergration | Germany | Gasunie Deutschland Transport Services GmbH | Advanced | 2026 | 2026
H2T-A-1001 | Danish-German Hydrogen Network; German Part - HyPerLink Phase III | Germany | Gasunie Deutschland Transport Services GmbH | Advanced | 2028 | 2035
H2T-A-1236 | DK Hydrogen Pipeline, West DK Hydrogen System | Denmark | Energinet | Advanced | 2028 | 2035
H2T-A-788 | H2 transmission system in Bulgaria | Bulgaria | Bulgartransgaz EAD | Advanced | 2029 | 2029
H2T-N-970 | Internal hydrogen infrastructure in Greece towards the Bulgarian border | Greece | DESFA S.A. | Less-Advanced | 2029 | 2029
TRA-F-566 | FSRU Ravenna Connection | Italy | Snam Rete Gas S.p.A. | FID | 2024 | 2024
LNG-F-1142 | FSRU Ravenna | Italy | FSRU Italia | FID | 2024 | 2024
TRA-F-1145 | Export enhancements phase 1 | Italy | Snam Rete Gas S.p.A. | FID | 2024 | 2026
TRA-N-954 | TAG Reverse Flow | Austria | Trans Austria Gasleitung GmbH | Less-Advanced | 2026 | 2026
H2T-A-1136 | Nordic Hydrogen Route – Bothnian Bay – Finnish section - Pipeline | Finland | Gasgrid Finland Oy | Advanced | 2029 | 2029
H2T-A-1171 | Nordic Hydrogen Route - Bothnian Bay- Swedish section - Pipeline | Sweden | Nordion Energi AB | Advanced | 2029 | 2029
H2T-A-443 | Nordic-Baltic Hydrogen Corridor - FI section - Pipeline | Finland | Gasgrid Finland Oy | Advanced | 2029 | 2029
H2T-A-1144 | Nordic-Baltic Hydrogen Corridor - PL section | Poland | GAZ-SYSTEM S.A. | Advanced | 2029 | 2039
H2T-A-1280 | Nordic-Baltic Hydrogen Corridor - LV section | Latvia | Conexus Baltic Grid, JSC | Advanced | 2029 | 2029
H2S-N-981 | Damasławek Hydrogen Storage | Poland | GAZ-SYSTEM S.A. | Less-Advanced | 2036 | 2051
H2T-N-1122 | Nordic-Baltic Hydrogen Corridor - EE section | Estonia | Elering AS | Less-Advanced | 2029 | 2029
H2T-N-1239 | Nordic-Baltic Hydrogen Corridor - LT section | Lithuania | AB Amber Grid | Less-Advanced | 2029 | 2050
H2T-N-1310 | Nordic-Baltic Hydrogen Corridor - DE section | Germany | ONTRAS Gastransport GmbH | Less-Advanced | 2029 | 2029
H2T-A-1137 | Central European Hydrogen Corridor (UKR part) | Ukraine | LLC Gas TSO of Ukraine | Advanced | 2029 | 2029
TRA-A-1009 | Czech-Polish Gas Interconnection Bezměrov (CZ) – Hať (CZ/PL Border) | Czechia | NET4GAS, s.r.o. | Advanced | 2027 | 2027
TRA-A-1141 | Czech-Polish Gas Interconnection - PL section | Poland | GAZ-SYSTEM S.A. | Advanced | 2028 | 2028
H2T-F-468 | National H2 Backbone | Netherlands | N.V. Nederlandse Gasunie | FID | 2026 | 2035
H2T-A-0 | OGE H2ercules Central | Germany | Open Grid Europe GmbH | Advanced | 2025 | 2030
H2L-A-754 | ACE Terminal | Netherlands | N.V. NEDERLANDSE GASUNIE | Advanced | 2027 | 2027
H2S-A-767 | RWE H2 Storage expansion Gronau-Epe | Germany | RWE Gas Storage West GmbH | Advanced | 2028 | 2028
H2S-A-818 | RWE H2 Storage Xanten | Germany | RWE Gas Storage West GmbH | Advanced | 2029 | 2029
H2T-A-876 | IP Elten/Zevenaar - Cologne | Germany | Thyssengas GmbH | Advanced | 2029 | 2029
H2T-A-906 | Vlieghuis - Ochtrup | Germany | Thyssengas GmbH | Advanced | 2026 | 2029
H2T-A-917 | Emsbüren - Leverkusen | Germany | Thyssengas GmbH | Advanced | 2027 | 2027
H2T-A-933 | Hyperlink 4-5 Wilhelmshaven - Emsbüren | Germany | Gasunie Deutschland Transport Services GmbH | Advanced | 2027 | 2032
H2T-A-1035 | Franco-Belgian H2 corridor | France | GRTgaz | Advanced | 2028 | 2034
H2T-A-1037 | H2ercules Network North | Germany | Open Grid Europe GmbH | Advanced | 2027 | 2029
H2T-A-1038 | H2ercules Network West | Germany | Open Grid Europe GmbH | Advanced | 2028 | 2028
H2T-A-1075 | H2ercules Network North-West | Germany | Open Grid Europe GmbH | Advanced | 2029 | 2029
H2S-A-1244 | UST Hydrogen Storage Krummhörn | Germany | Uniper Energy Storage GmbH | Advanced | 2029 | 2029
H2T-A-1250 | NWH2 | Germany | Nord-West Oelleitung GmbH (NWO) | Advanced | 2027 | 2027
H2S-A-1279 | Hystock Opslag H2 | Netherlands | N.V.Nederlandse Gasunie | Advanced | 2028 | 2034
H2S-A-1284 | RWE H2 Storage Gronau-Epe | Germany | RWE Gas Storage West GmbH | Advanced | 2026 | 2026
H2S-A-1287 | RWE H2 Storage Gronau-Epe - 2nd expansion | Germany | RWE Gas Storage West GmbH | Advanced | 2028 | 2028
H2T-A-1311 | Belgian Hydrogen Backbone | Belgium | Fluxys Hydrogen | Advanced | 2026 | 2045
H2L-N-664 | Antwerp NH3 Import Terminal | Belgium | Fluxys | Less-Advanced | 2029 | 2029
H2S-N-671 | Gasunie SpHyGER Etzel (GSE) | Germany | Gasunie Energy Development GmbH | Less-Advanced | 2032 | 2032
H2T-N-738 | Delta Rhine Corridor H2 Germany | Germany | Open Grid Europe GmbH | Less-Advanced | 2029 | 2029
H2L-N-820 | Dunkerque New Molecules development | France | Fluxys | Less-Advanced | 2034 | 2034
H2L-N-822 | H2/NH3 import terminal Antwerp - VEPA | Belgium | Vopak Energy Park Antwerp NV | Less-Advanced | 2028 | 2028
H2E-N-853 | H2V Valenciennes | France | H2V | Less-Advanced | 2028 | 2028
H2S-N-861 | NWKG H2 Storage | Germany | Nord-West Kavernengesellschaft mbH | Less-Advanced | 2028 | 2028
H2T-N-884 | CHE Pipeline | Norway | Equinor ASA and Gassco AS | Less-Advanced | 2030 | 2030
H2L-N-968 | Green Wilhelmshaven Terminal/Storage/Cracker | Germany | Uniper Hydrogen GmbH | Less-Advanced | 2029 | 2029
H2T-N-991 | AquaDuctus | Germany | GASCADE Gastransport GmbH | Less-Advanced | 2029 | 2030
H2E-N-992 | GreenWilhelmshaven Electrolyser | Germany | Uniper Hydrogen GmbH | Less-Advanced | 2027 | 2030
H2T-N-1011 | HyONE | Netherlands | N.V. Nederlandse Gasunie | Less-Advanced | 2031 | 2050
H2T-A-1055 | H2ercules Network South-East | Germany | Open Grid Europe GmbH; GRTgaz Deutschland GmbH | Advanced | 2029 | 2029
H2L-N-1099 | Ammonia Import Temrminal Brunsbüttel | Germany | RWE Supply & Trading GmbH | Less-Advanced | 2030 | 2030
H2L-N-1159 | bp Wilhelmshaven Green Hydrogen Hub | Germany | BP Europa SE | Less-Advanced | 2028 | 2028
H2S-N-1288 | RWE H2 Storage Xanten (expansion) | Germany | RWE Gas Storage West GmbH | Less-Advanced | 2030 | 2030
H2S-N-1295 | UST Hydrogen Storage Epe | Germany | Uniper Energy Storage GmbH | Less-Advanced | 2030 | 2030
H2L-N-1325 | Zeebrugge New Molecules development | Belgium | Fluxys | Less-Advanced | 2032 | 2032
H2T-N-796 | FLOW - Making Hydrogen Happen (East) | Germany | GASCADE Gastransport GmbH | Less-Advanced | 2025 | 2035
H2T-N-800 | H2 Interconnector Bornholm-Lubmin (IBL) | Germany | GASCADE Gastransport GmbH | Less-Advanced | 2028 | 2035
H2T-N-849 | FLOW - Making Hydrogen Happen (West) | Germany | GASCADE Gastransport GmbH | Less-Advanced | 2025 | 2035
H2T-A-1355 | Baltic Sea Hydrogen Collector – Offshore Pipeline [BHC] – Finland | Finland | Gasgrid Finland Oy | Advanced | 2029 | 2031
H2T-N-856 | Baltic Sea Hydrogen Collector - tie-in to the Polish system | Poland | GAZ-SYSTEM S.A. | Less-Advanced | 2031 | 2031
H2T-A-969 | RHYn | France | GRTgaz | Advanced | 2029 | 2033
H2T-A-1096 | RHYn Interco | Germany | terranets bw GmbH | Advanced | 2029 | 2029
H2S-N-1297 | StorgrHyn_2 | France | Storengy France | Less-Advanced | 2033 | 2033
H2S-N-1319 | StorgrHyn_3 | France | Storengy France | Less-Advanced | 2033 | 2033
H2S-F-1304 | HYPSTER | France | STORENGY | FID | 2025 | 2025
H2T-A-444 | HySoW Mediterranean | France | Teréga | Advanced | 2029 | 2049
H2S-A-508 | H2 storage North-1 | Spain | Enagás Infraestructuras de Hidrógeno | Advanced | 2029 | 2029
H2S-A-565 | GeoH2 | France | Géométhane | Advanced | 2029 | 2029
H2T-A-909 | Connexion HY-FEN-GeoH2 | France | GRTgaz | Advanced | 2029 | 2029
H2T-A-978 | Portuguese Hydrogen Backbone | Portugal | REN - Gasodutos, S.A. | Advanced | 2029 | 2029
H2T-A-1052 | H2ercules Network South-West | Germany | Open Grid Europe GmbH, GRTgaz Deutschland GmbH | Advanced | 2029 | 2029
H2T-A-1149 | Spanish Hydrogen Backbone 2030 | Spain | Enagás Infraestructuras de Hidrógeno | Advanced | 2029 | 2029
H2S-A-1152 | H2 storage North-2 | Spain | Enagás Infraestructuras de Hidrógeno | Advanced | 2029 | 2029
H2T-A-1156 | H2Med/CelZa | Portugal | REN - Gasodutos, S.A. | Advanced | 2029 | 2029
H2T-A-1291 | Hynframed | France | GRTgaz | Advanced | 2029 | 2029
H2T-A-1327 | HySoW Atlantic | France | Teréga | Advanced | 2029 | 2041
H2S-A-1352 | HySoW storage (Hydrogen South West corridor of France storage) | France | Teréga (TSO+SSO company) | Advanced | 2029 | 2029
BIO-N-547 | Biomethane : Reverse flow Projects | France | Teréga | Less-Advanced | 2031 | 2031
H2T-N-569 | HY-FEN – H2 Corridor Spain – France – Germany connection | France | GRTgaz | Less-Advanced | 2029 | 2030
H2T-N-667 | MidHY | France | GRTgaz | Less-Advanced | 2029 | 2029
H2E-N-669 | Bordeaux Port H2Hub - Production | France | Grand Port Maritime de Bordeaux | Less-Advanced | 2029 | 2029
BIO-N-728 | Biomethane: connection of production units | France | Teréga | Less-Advanced | 2031 | 2031
H2L-N-741 | Bordeaux Port H2Hub - Ammonia | France | Grand Port Maritime de Bordeaux | Less-Advanced | 2029 | 2029
H2E-N-747 | HyLacq | France | Elyse Energy | Less-Advanced | 2028 | 2028
H2L-N-776 | Port-La Nouvelle: Infrastructure Development for Low-Carbon Hydrogen Growth | France | SEMOP PORT-LA NOUVELLE | Less-Advanced | 2029 | 2049
H2E-N-875 | Hygreen | France | ENGIE S.A. | Less-Advanced | 2030 | 2030
H2T-N-1151 | H2Med-BarMar | Spain | Enagás Infraestructuras de Hidrógeno/Terega/GRTgaz/Open Grid Europe | Less-Advanced | 2029 | 2029
H2S-N-1320 | HyPSTER_2 | France | Storengy France | Less-Advanced | 2027 | 2027
H2S-N-1321 | HyPSTER_3 | France | Storengy France | Less-Advanced | 2030 | 2030
H2T-N-1324 | H2Med-CelZa (Enagás) | Spain | Enagás Infraestructuras de Hidrógeno | Less-Advanced | 2029 | 2029
H2T-A-1206 | HU/SK hydrogen corridor | Hungary | FGSZ Ltd. | Advanced | 2029 | 2029
H2T-N-1315 | H2 interconnection DE-PL (FLOW East) | Germany | GASCADE Gastransport GmbH | Less-Advanced | 2029 | 2029
H2T-N-1281 | HUSI hydrogen corridor | Hungary | FGSZ Ltd. | Less-Advanced | 2035 | 2035
H2T-N-1356 | Italy-Slovenia-Hungary H2 corridor | Slovenia | Plinovodi d.o.o. | Less-Advanced | 2035 | 2035
H2T-N-619 | H2 interconnection Croatia/Slovenia (Lučko-Zabok-Rogatec) | Croatia | PLINACRO Ltd. | Less-Advanced | 2035 | 2035
H2T-N-1237 | Croatia-Slovenia-Austria H2 corridor | Slovenia | Plinovodi d.o.o. | Less-Advanced | 2035 | 2035
H2T-N-1354 | H2 Backbone Murfeld | Austria | Gas Connect Austria GmbH | Less-Advanced | 2030 | 2030
RET-N-1155 | Gas system retrofitting for 100% H2 future capability | Croatia | PLINACRO Ltd. | Less-Advanced | 2030 | 2030
H2T-N-1274 | H2 backbone Croatia - North | Croatia | Plinacro Ltd. | Less-Advanced | 2040 | 2040
H2T-N-1307 | H2 backbone Croatia - South | Croatia | Plinacro Ltd. | Less-Advanced | 2040 | 2040
H2T-N-740 | Alpine HyWay | Germany | Fluxys TENP GmbH & Open Grid Europe GmbH | Less-Advanced | 2039 | 2049
H2T-N-1286 | Alpine H2 Corridor | Switzerland | Fluxswiss sagl | Less-Advanced | 2032 | 2049
TRA-N-1169 | Trans-Balkan Bi-directional Flow (Third stage) | Ukraine | LLC Gas TSO of Ukraine | Less-Advanced | 2025 | 2025
H2S-F-887 | HYDRA | Germany | STORAG Etzel GmbH | FID | 2026 | 2026
H2T-A-666 | H2Coastlink | Germany | Gastransport Nord GmbH | Advanced | 2027 | 2032
H2E-N-571 | CHC Wilhelmshaven | Germany | EWE GASSPEICHER GmbH | Less-Advanced | 2030 | 2030
TRA-A-628 | Eastring - Slovakia | Slovakia | eustream, a.s. (a joint stock company) | Advanced | 2026 | 2031
TRA-A-655 | Eastring - Romania | Romania | SNTGN Transgaz SA | Advanced | 2025 | 2030
H2T-N-1187 | HY4Link (FR) | France | GRTgaz | Less-Advanced | 2030 | 2034
H2T-N-1294 | HY4Link | Luxemburg | Creos Luxembourg S.A. | Less-Advanced | 2030 | 2035
H2S-N-1296 | StorgrHyn | France | Storengy France | Less-Advanced | 2033 | 2033
TRA-F-192 | Entry capacity expansion GATE terminal | Netherlands | Gasunie Transport Services B.V. | FID | 2027 | 2027
LNG-F-880 | Gate 4th tank, 4 bcma expansion | Netherlands | Gate terminal B.V. | FID | 2026 | 2026
TRA-N-1063 | Export to Malta | Italy | Snam Rete Gas S.p.A. | Less-Advanced | 2028 | 2028
RET-N-1318 | Gas Networks Ireland Hydrogen Integration | Ireland | Gas Networks Ireland | Less-Advanced | 2028 | 2028
H2S-A-802 | RWE H2 Storage Staßfurt | Germany | RWE Gas Storage West GmbH | Advanced | 2028 | 2028
H2T-N-1328 | TSO connection capacities to RWE H2 Storage Staßfurt (H2S-N-802) | Germany | ONTRAS Gastransport GmbH | Less-Advanced | 2032 | 2032
H2S-N-574 | EWE Hydrogen Storage Ruedersdorf | Germany | EWE GASSPEICHER | Less-Advanced | 2032 | 2032
H2T-N-1329 | TSO connection capacities to EWE Hydrogen Storage Ruedersdorf (H2S-N-574) | Germany | ONTRAS Gastransport GmbH | Less-Advanced | 2032 | 2032
H2T-N-572 | Project Union - East | United Kingdom | National Gas Transmission | Less-Advanced | 2032 | 2045
H2T-N-573 | UK-BE H2 Interconnector | Belgium | National Gas & Fluxys | Less-Advanced | 2032 | 2045
H2T-A-66 | Interconnection Croatia-Bosnia and Herzegovina (Slobodnica-Bosanski Brod) | Croatia | Plinacro Ltd | Advanced | 2027 | 2027
H2T-A-224 | Northern Interconnection BiH/CRO | Bosnia Herzegovina | Gas Production and Transport Company BH-GAS Sarajevo | Advanced | 2028 | 2028
H2T-A-302 | Interconnection Croatia-Bosnia and Herzegovina (South) | Croatia | Plinacro Ltd | Advanced | 2026 | 2026
H2T-A-851 | Southern Interconnection BiH/CRO | Bosnia Herzegovina | Gas Production and Transport Company BH-GAS Sarajevo | Advanced | 2027 | 2027
H2T-A-303 | Interconnection Croatia-Bosnia and Herzegovina (west) | Croatia | Plinacro Ltd | Advanced | 2028 | 2028
H2T-A-910 | Western Interconnection BiH/CRO | Bosnia Herzegovina | Gas Production and Transport Company BH-GAS Sarajevo | Advanced | 2029 | 2029
H2T-A-70 | Interconnection Croatia/Serbia (Slobodnica-Sotin-Bačko Novo Selo) | Croatia | Plinacro Ltd | Advanced | 2027 | 2030
H2T-A-68 | Ionian Adriatic Pipeline | Croatia | Plinacro Ltd | Advanced | 2029 | 2029
H2T-A-835 | SK-HU H2 corridor | Slovakia | eustream, a.s. | Advanced | 2029 | 2029
H2T-A-1264 | Slovak Hydrogen Backbone | Slovakia | eustream,a.s. | Advanced | 2029 | 2029
RET-N-661 | Adjustment of existing eus pipeline SK-HU | Slovakia | eustream, a.s. | Less-Advanced | 2039 | 2039
H2T-A-1065 | UAHU hydrogen corridor | Hungary | FGSZ Ltd. | Advanced | 2029 | 2029
H2S-A-749 | EWE Hydrogen Storage Huntorf | Germany | EWE GASSPEICHER | Advanced | 2029 | 2029
H2S-A-839 | EWE Hydrogen Storage Huntorf_IPCEI | Germany | EWE GASSPEICHER | Advanced | 2027 | 2027
H2S-A-761 | EWE Hydrogen Storage Jemgum | Germany | EWE GASSPEICHER | Advanced | 2029 | 2029
H2S-N-775 | EWE Hydrogen Storage Nuettermoor | Germany | EWE GASSPEICHER | Less-Advanced | 2032 | 2032
TRA-F-1031 | Reverse flow at IP Cieszyn - Polish section | Poland | GAZ-SYSTEM S.A. | FID | 2024 | 2024
TRA-N-1260 | Reverse Flow at IP Cieszyn | Czechia | NET4GAS, s.r.o. | Less-Advanced | 2028 | 2028
H2T-A-990 | Czech H2 Backbone SOUTH | Czechia | NET4GAS, s.r.o. | Advanced | 2029 | 2029
H2T-A-1034 | Czech H2 Backbone WEST | Czechia | NET4GAS,s.r.o. | Advanced | 2029 | 2029
H2T-N-1251 | Czech H2 Backbone NORTH | Czechia | NET4GAS, s.r.o. | Less-Advanced | 2029 | 2029
H2T-A-779 | Pomeranian Green Hydrogen Cluster | Poland | GAZ-SYSTEM S.A. | Advanced | 2029 | 2029
H2E-N-737 | Development of the Green Hydrogen Cretan Value Chain (Cretan H2EL) | Greece | Eunice Laboratories, single member Société Anonyme | Less-Advanced | 2026 | 2026
H2S-N-823 | Development of the Green Hydrogen Cretan Value Chain (Cretan H2SF) | Greece | Eunice Laboratories, single member Société Anonyme | Less-Advanced | 2026 | 2026
OTH-A-841 | PALOS DE LA FRONTERA I AMMONIA | Spain | IBERDROLA CLIENTES SAU | Advanced | 2027 | 2027
H2E-N-840 | PALOS DE LA FRONTERA I HYDROGEN | Spain | IBERDROLA CLIENTES SAU | Less-Advanced | 2026 | 2026
H2E-N-838 | Development of the Green Hydrogen Cypriot Value Chain (Cyprus H2EL) | Cyprus | Eunice Laboratories, single member Société Anonyme | Less-Advanced | 2026 | 2026
H2S-N-862 | Development of the Green Hydrogen Cypriot Value Chain (Cyprus H2SF) | Cyprus | Eunice Laboratories, single member Société Anonyme | Less-Advanced | 2026 | 2026
RET-N-558 | Smartening up the existing BG gas transmission network(SmartSwitch project) | Bulgaria | Bulgartransgaz EAD | Less-Advanced | 2027 | 2027
RET-N-973 | Smartening up the existing GR gas transmission network-SmartSwitch project | Greece | DESFA S.A. | Less-Advanced | 2027 | 2027
TRA-A-10 | Poseidon Pipeline | Greece | Natural Gas Submarine Interconnector Greece-Italy Poseidon S.A | Advanced | 2027 | 2027
TRA-A-330 | EastMed Pipeline | Greece | Natural Gas Submarine Interconnector Greece-Italy Poseidon S.A | Advanced | 2027 | 2036
H2L-N-932 | Ionian Energy Terminal | Greece | Natural Gas Submarine Interconnector Greece-Italy Poseidon S.A. | Less-Advanced | 2034 | 2034
H2T-N-1017 | H2Poseidon Pipeline | Greece | Natural Gas Submarine Interconnector Greece-Italy Poseidon S.A | Less-Advanced | 2034 | 2036
H2E-N-877 | GREEN MEIGA HYDROGEN | Spain | IBERDROLA CLIENTES SAU | Less-Advanced | 2027 | 2027
OTH-N-878 | GREEN MEIGA METHANOL | Spain | IBERDROLA CLIENTES SAU | Less-Advanced | 2027 | 2027
TRA-A-810 | TAP Expansion | Greece | Trans Adriatic Pipeline AG | Advanced | 2025 | 2029
TRA-N-1195 | Matagiola - Massafra pipeline | Italy | Snam Rete Gas S.p.A. | Less-Advanced | 2030 | 2030
BIO-F-624 | Biomethane: Reverse flow projects | France | GRTgaz | FID | 2030 | 2030
OTH-A-1040 | H2ELEKTRA AMMONIA | Portugal | IBERDROLA CLIENTES SAU | Advanced | 2028 | 2028
H2E-N-1039 | H2ELEKTRA HYDROGEN | Portugal | IBERDROLA CLIENTES SAU | Less-Advanced | 2028 | 2028
H2T-A-1000 | Hyperlink | Germany | Gasunie Deutschland Transport Services GmbH | Advanced | 2027 | 2032
TRA-F-7 | Development for new import from the South (Adriatica Line) | Italy | Snam Rete Gas S.p.A. | FID | 2026 | 2027
TRA-F-128 | Compressor Station Komotini (former Kipi) | Greece | DESFA S.A. | FID | 2024 | 2025
UGS-F-138 | UGS Chiren Expansion | Bulgaria | Bulgartransgaz EAD | FID | 2025 | 2025
UGS-F-260 | System Enhancements - Stogit - on-shore gas fields | Italy | Stogit S.p.A. | FID | 2024 | 2032
LNG-F-272 | Upgrade of LNG terminal in Świnoujście | Poland | GAZ-SYSTEM S.A. | FID | 2023 | 2023
UGS-F-311 | Bilciuresti daily withdrawal capacity increase | Romania | SNGN ROMGAZ SA - FILIALA DE INMAGAZINARE GAZE NATURALE DEPOGAZ PLOIESTI SRL | FID | 2027 | 2027
TRA-F-329 | ZEELINK | Germany | Open Grid Europe GmbH and Thyssengas GmbH | FID | 2023 | 2023
TRA-F-362 | Development on the Romanian territory of the Southern Transmission Corridor | Romania | SNTGN Transgaz SA | FID | 2025 | 2025
UGS-F-374 | Enhancement of Incukalns UGS | Latvia | Conexus Baltic Grid, JSC | FID | 2019 | 2025
UGS-F-398 | Ghercesti underground gas storage in Romania | Romania | SNGN ROMGAZ SA - FILIALA DE INMAGAZINARE GAZE NATURALE DEPOGAZ PLOIESTI SRL | FID | 2028 | 2028
TRA-F-402 | TENP Security of Supply | Germany | Fluxys TENP GmbH & Open Grid Europe GmbH | FID | 2024 | 2024
TRA-F-439 | Stazione di Spinta "San Marco" | Italy | S.G.I. S.p.A. | FID | 2022 | 2022
BIO-F-497 | Reverse flow biomethane Denmark vol. 2 | Denmark | Energinet | FID | 2026 | 2026
TRA-F-500 | L/H Conversion Belgium | Belgium | Fluxys Belgium | FID | 2024 | 2024
TRA-F-505 | Lucera - San Paolo | Italy | Società Gasdotti Italia S.p.A. | FID | 2025 | 2025
TRA-F-967 | Pipeline Nea Messimvria – Evzoni/ Gevgelija and Metering Station | Greece | DESFA S.A. | FID | 2025 | 2025
TRA-F-971 | Booster Compressor Station for TAP in Nea Messimvria | Greece | DESFA S.A. | FID | 2025 | 2028
TRA-F-1095 | TENP Security of Supply plus | Germany | Fluxys TENP GmbH & Open Grid Europe GmbH | FID | 2025 | 2025
OTH-F-1254 | CS Elten | Germany | Open Grid Europe GmbH and Thyssengas GmbH | FID | 2024 | 2024
TRA-F-1278 | Compressor station at Ambelia | Greece | DESFA S.A. | FID | 2024 | 2024
TRA-A-298 | Modernization and rehabilitation of the Bulgarian GTS-Phase 3 | Bulgaria | Bulgartransgaz EAD | Advanced | 2028 | 2028
LNG-A-304 | Italy-Sardinia Virtual Pipeline | Italy | Snam Rete Gas S.p.A. | Advanced | 2027 | 2027
TRA-A-429 | Adaptation L- gas - H-gas | France | GRTgaz | Advanced | 2025 | 2028
H2E-A-442 | SLOP2G | Slovenia | Plinovodi d.o.o. | Advanced | 2028 | 2028
H2T-A-542 | HyBRIDS | Italy | SGI S.p.A. | Advanced | 2025 | 2029
TRA-A-607 | Transmission Hybrid Compressor Stations | Italy | Snam Rete Gas S.p.A. | Advanced | 2026 | 2032
H2L-A-665 | Eemshaven H2 | Netherlands | N.V. NEDERLANDSE GASUNIE | Advanced | 2029 | 2030
OTH-A-743 | Impulse 2025 | France | Teréga | Advanced | 2027 | 2027
TRA-A-786 | Capacity Expansion for the German LNG Terminals | Germany | Gasunie Deutschland Transport Services GmbH | Advanced | 2026 | 2026
H2S-A-805 | Project Hydrogen Infrastructure Storage and Distribution (HENRI) | Slovakia | NAFTA a.s. (joint stock company) | Advanced | 2027 | 2027
H2T-A-821 | Hydrogen Highway – Northern Section | Poland | GAZ-SYSTEM S.A. | Advanced | 2029 | 2039
H2T-A-926 | Baltic Sea Hydrogen Collector – Offshore Pipeline [BHC] – Sweden | Sweden | Nordion Energi AB | Advanced | 2029 | 2029
LNG-A-947 | FSRU terminal in Gdańsk | Poland | GAZ-SYSTEM S.A. | Advanced | 2027 | 2027
LNG-A-1005 | Thrace LNG Terminal | Greece | GASTRADE SA | Advanced | 2025 | 2025
H2E-A-1006 | HELIOS Valley | Italy | Società Gasdotti Italia S.p.A. | Advanced | 2026 | 2030
H2T-A-1014 | Giurgiu Nădlac hydrogen corridor with new H2 interconnector | Romania | SNTGN Transgaz SA | Advanced | 2029 | 2029
H2T-A-1015 | New Hydrogen pipeline from Black Sea area to Podișor | Romania | SNTGN Transgaz SA | Advanced | 2029 | 2029
H2L-A-1041 | Ammonia terminal in Gdansk | Poland | GAZ-SYSTEM S.A. | Advanced | 2029 | 2029
H2T-A-1091 | Connection of DESFA's transmission system with East Med pipeline | Greece | DESFA S.A. | Advanced | 2027 | 2036
H2T-A-1092 | Metering and Regulating Station at UΗS South Kavala | Greece | DESFA S.A. | Advanced | 2029 | 2029
TRA-A-1114 | Grid extension for LNG Wilhelmshaven | Germany | Open Grid Europe GmbH | Advanced | 2026 | 2026
TRA-A-1194 | Sardinia Methanization | Italy | ENURA S.p.A. | Advanced | 2027 | 2027
H2E-A-1230 | Green H2 at CS01 | Slovakia | eustream,a.s. | Advanced | 2025 | 2025
H2S-A-1238 | DK Hydrogen Storage | Denmark | Energinet | Advanced | 2027 | 2027
OTH-A-1242 | Modernisation of compressor units | Slovakia | NAFTA a.s. (joint stock company) | Advanced | 2027 | 2027
H2T-A-1259 | HU/RO hydrogen corridor | Hungary | FGSZ Ltd. | Advanced | 2029 | 2029
BIO-A-1265 | Biomethane productions interconnection | Italy | Snam Rete Gas S.p.A. | Advanced | 2024 | 2032
TRA-A-1268 | Romania-Serbia Interconnection | Romania | SNTGN Tranzgaz SA | Advanced | 2024 | 2028
TRA-A-1275 | Zeebrugge-Opwijk | Belgium | Fluxys Belgium | Advanced | 2024 | 2026
TRA-A-1317 | Connection FSRU Alto Tirreno | Italy | Snam Rete Gas S.p.A. | Advanced | 2026 | 2026
H2E-A-1357 | Valle andaluz del hidrógeno verde | Spain | CEPSA | Advanced | 2026 | 2029
TRA-N-9 | Additional Southern developments | Italy | Snam Rete Gas S.p.A. | Less-Advanced | 2035 | 2035
TRA-N-31 | Melita TransGas Hydrogen Ready Pipeline | Malta | InterConnect Malta Ltd | Less-Advanced | 2030 | 2030
TRA-N-94 | CS Kidričevo, 2nd phase of upgrade | Slovenia | Plinovodi d.o.o. | Less-Advanced | 2027 | 2027
TRA-N-99 | M3/1a Šempeter - Ajdovščina | Slovenia | Plinovodi d.o.o. | Less-Advanced | 2028 | 2028
TRA-N-245 | North-South Gas Corridor in Eastern Poland | Poland | GAZ-SYSTEM S.A. | Less-Advanced | 2030 | 2030
SYN-N-305 | PEGASUS | Italy | S.G.I. SpA | Less-Advanced | 2031 | 2031
UGS-N-371 | Sarmasel undeground gas storage in Romania | Romania | SNGN ROMGAZ SA - FILIALA DE INMAGAZINARE GAZE NATURALE DEPOGAZ PLOIESTI SRL | Less-Advanced | 2030 | 2030
H2S-N-385 | South Kavala Underground Hydrogen Storage facility | Greece | Hellenic Republic Asset Development Fund | Less-Advanced | 2029 | 2029
UGS-N-399 | Falticeni UGS | Romania | SNGN ROMGAZ SA - FILIALA DE INMAGAZINARE GAZE NATURALE DEPOGAZ PLOIESTI SRL | Less-Advanced | 2032 | 2032
LNG-N-413 | Grid Connection LNG Terminal Rostock port | Germany | ONTRAS Gastransport GmbH | Less-Advanced | 2028 | 2028
H2E-N-427 | H2Pole | Spain | H2Pole | Less-Advanced | 2027 | 2030
CO2-N-456 | SAVA aquifer CO2 transmission claster | Croatia | PLINACRO Ltd. | Less-Advanced | 2035 | 2035
H2L-N-543 | LH2.Rotterdam | Netherlands | Vopak LNG Holding B.V. | Less-Advanced | 2028 | 2028
CO2-N-551 | DRAVA aquifer CO2 transmission claster | Croatia | PLINACRO Ltd. | Less-Advanced | 2040 | 2040
CO2-N-554 | OSIJEK aquifer CO2 transmission claster | Croatia | PLINACRO Ltd. | Less-Advanced | 2035 | 2035
TRA-N-602 | Upgrading GMS Isaccea 2 and GMS Negru Voda 2 | Romania | SNTGN Transgaz SA | Less-Advanced | 2027 | 2027
TRA-N-603 | Capacity increase at RO-BG IP Ruse Giurgiu | Romania | SNTGN Transgaz SA | Less-Advanced | 2027 | 2027
UGS-N-606 | Modernization of the natural gas storage infrastructure - Balaceanca UGS | Romania | SNGN ROMGAZ SA - FILIALA DE INMAGAZINARE GAZE NATURALE DEPOGAZ PLOIESTI SRL | Less-Advanced | 2032 | 2032
LNG-N-610 | Extension of the LNG Terminal Krk 1st phase | Croatia | LNG Hrvatska d.o.o. | Less-Advanced | 2025 | 2025
UGS-N-659 | RENC-7 and RENC-8 Carriço UGS caverns | Portugal | REN - Armazenagem, S.A. | Less-Advanced | 2028 | 2028
TRA-N-670 | IGB 3to5 Expansion & H2 Upgrade (the Project) | Bulgaria | ICGB AD | Less-Advanced | 2026 | 2026
TRA-N-736 | Duplication of the High Pressure branch Karperi - Komotini | Greece | DESFA S.A. | Less-Advanced | 2027 | 2027
H2T-N-777 | H2 transmission system in Bulgaria (Phase 2 of SEE H2 Priority Corridor) | Bulgaria | Bulgartansgaz EAD | Less-Advanced | 2029 | 2029
OTH-N-778 | Gas transmission methane emission reduction project | Croatia | PLINACRO Ltd. | Less-Advanced | 2026 | 2026
H2E-N-836 | Jord Hydrogen (Formerly Jyske Banke Nord PtX) | Denmark | Copenhagen Infrastructure Energy Transition Fund I K/S (CI ETF I) | Less-Advanced | 2030 | 2030
H2E-N-847 | CarlHYng | France | Verso Energy SAS | Less-Advanced | 2027 | 2030
H2T-N-854 | H2 Interconnector Bornholm-Lubmin (Energinet) | Denmark | Energinet/Gascade | Less-Advanced | 2030 | 2030
H2E-N-858 | Bay of Biscay - Phase 2 | Spain | PETROLEOS DEL NORTE S.A. | Less-Advanced | 2030 | 2030
H2E-N-859 | PUERTOLLANO II | Spain | IBERDROLA CLIENTES SAU | Less-Advanced | 2027 | 2027
H2L-N-863 | Blue Danube | Germany | Hydrogenious LOHC Infra Bavaria GmbH (representative: Hydrogenious LOHC Tec | Less-Advanced | 2027 | 2027
TRA-N-888 | Upgrading GMS Isaccea 3 and GMS Negru Voda 3 | Romania | SNTGN Transgaz SA | Less-Advanced | 2028 | 2028
H2S-N-907 | SaltHy Harsefeld II A+B | Germany | Storengy Deutschland GmbH | Less-Advanced | 2033 | 2033
OTH-N-920 | Measures for the reduction of methane emissions | Slovakia | eustream, a.s. | Less-Advanced | 2026 | 2026
H2S-N-934 | SaltHy Harsefeld | Germany | Storengy Deutschland GmbH | Less-Advanced | 2030 | 2030
TRA-N-959 | Further enlargement of the BG—RO—HU—AT transmission corridor (BRUA) phase 3 | Romania | SNTGN Transgaz SA | Less-Advanced | 2027 | 2027
H2T-N-983 | Hydrogen Highway - Southern Section | Poland | GAZ-SYSTEM S.A. | Less-Advanced | 2039 | 2039
OTH-N-984 | Pycasso | France | Teréga | Less-Advanced | 2030 | 2030
H2T-N-989 | doing hydrogen | Germany | ONTRAS Gastransport GmbH | Less-Advanced | 2030 | 2030
H2T-N-996 | Green Octopus Mitteldeutschland | Germany | ONTRAS Gastransport GmbH and VNG Gasspeicher GmbH | Less-Advanced | 2028 | 2028
H2E-N-1012 | Bay of Biscay - Phase 1 | Spain | PETROLEOS DEL NORTE S.A. (PETRONOR) | Less-Advanced | 2027 | 2027
H2M-N-1016 | BARCELONA PHASE II | Spain | IBERDROLA CLIENTES SAU | Less-Advanced | 2026 | 2026
H2E-N-1030 | PALOS DE LA FRONTERA II | Spain | IBERDROLA CLIENTES SAU | Less-Advanced | 2028 | 2028
RET-N-1049 | H2RENGRID - Transport Network | Portugal | REN | Less-Advanced | 2030 | 2030
RET-N-1050 | H2RENGRID - Carriço UGS | Portugal | REN | Less-Advanced | 2030 | 2030
H2L-N-1056 | HyTechHafen - Rostock | Germany | rostock EnergyPort cooperation GmbH | Less-Advanced | 2028 | 2028
TRA-N-1080 | Interconnection between NTS and the Black Sea LNG Terminal | Romania | SNTGN Transgaz SA | Less-Advanced | 2028 | 2028
H2E-N-1082 | H2V Thionville | France | H2V | Less-Advanced | 2028 | 2028
H2L-N-1100 | Amplifhy Antwerp | Belgium | VTTI Terminal Support Services (“VTTI”) | Less-Advanced | 2028 | 2035
TRA-N-1124 | Capacity increase from Bulgaria to Romania (Rupcha-Vetrino Looping) | Bulgaria | Bulgartransgaz EAD | Less-Advanced | 2027 | 2027
H2L-N-1127 | Amplifhy Rotterdam | Netherlands | VTTI Terminal Support Services (“VTTI”) | Less-Advanced | 2028 | 2035
TRA-N-1131 | Reinforcement of NNGTS - South section | Greece | DESFA S.A. | Less-Advanced | 2027 | 2028
TRA-N-1140 | Technical capacity increase of gas transmission from GR to BG | Bulgaria | Bulgartransgaz EAD | Less-Advanced | 2026 | 2029
TRA-N-1143 | Capacity intensification of the Poland – Slovak Interconnector | Slovakia | eustream | Less-Advanced | 2027 | 2028
H2E-N-1150 | AsturiasH2Valley | Spain | H2 ABONO SA | Less-Advanced | 2026 | 2027
CO2-N-1157 | Italian CO2 Network | Italy | Snam S.p.A. and affiliates | Less-Advanced | 2026 | 2026
TRA-N-1170 | Maritsa East pipeline | Bulgaria | Bulgartransgaz EAD | Less-Advanced | 2026 | 2026
H2E-N-1177 | Green H2 Los Barrios | Spain | H2 LOS BARRIOS, SA | Less-Advanced | 2026 | 2027
H2T-N-1178 | Rostock - Wrangelsburg | Germany | GASCADE Gastransport GmbH | Less-Advanced | 2028 | 2028
H2T-N-1179 | Edesbüttel - Bobbau | Germany | GASCADE Gastransport GmbH | Less-Advanced | 2029 | 2029
UGS-N-1182 | Alfonsine UGS Enhancement | Italy | Stogit S.p.A. | Less-Advanced | 2031 | 2031
H2L-N-1186 | WH2V - e-NG hub | Germany | Deutsche Grüngas- und Energieversorgung GmbH (DGGEV) | Less-Advanced | 2030 | 2030
OTH-N-1201 | Reduction of transmission system methane emissions | Slovenia | Plinovodi d.o.o. | Less-Advanced | 2026 | 2026
H2T-N-1245 | AtlantHYc | France | GRTgaz | Less-Advanced | 2032 | 2032
H2T-N-1252 | Spanish hydrogen backbone 2040 | Spain | Enagás Infraestructuras de Hidrógeno | Less-Advanced | 2039 | 2039
OTH-A-1269 | Belgian CO2 Transmission Facilities | Belgium | Fluxys Belgium | Less-Advanced | 2030 | 2030
H2S-N-1282 | H2 storage Yela | Spain | Enagás Infraestructuras de Hidrógeno | Less-Advanced | 2039 | 2039
H2T-N-1283 | H2 Larrau | Spain | Enagás Infraestructuras de Hidrógeno | Less-Advanced | 2041 | 2041
H2T-N-1285 | H2 Irún | Spain | Enagás Infraestructuras de Hidrógeno | Less-Advanced | 2039 | 2039
H2E-N-1293 | Cartagena large scale electrolyzer | Spain | Repsol S.A. | Less-Advanced | 2026 | 2026
TRA-N-1299 | Export enhancements phase 2 | Italy | Snam Rete Gas S.p.A. | Less-Advanced | 2031 | 2031
H2E-N-1305 | Tarragona Hydrogen Network Electrolyser | Spain | Repsol S.A | Less-Advanced | 2026 | 2026
TRA-N-1313 | Transferring L-gas infrastructure to H2-gas infrastructure OSZ | Netherlands | Gasunie Transport Services B.V. | Less-Advanced | 2028 | 2028
H2E-N-1353 | Eneco Electrolyzer - Green Hydrogen plant | Netherlands | N.V. Eneco | Less-Advanced | 2029 | 2029
H2T-N-1360 | H2 offshore pipeline between Morocco and Spain | Spain | Enagás Infraestructuras de Hidrógeno | Less-Advanced | 2039 | 2039

## TYNDP capinc
point | from_system | to_system | code | name | promoter | maturity | operator | year | cap_gwhd
Final Consumers Aggregated (exit) (DE) | Transmission Germany | Final Consumers Germany | H2T-A-1096 | RHYn Interco | terranets bw GmbH | Advanced | terranets bw GmbH | 2029 | 12
Production France PEG TIGF | NP Send-out France (PEG TIGF) | Transmission France | BIO-N-547 | Biomethane : Reverse flow Projects | Teréga | Less-Advanced | TERÉGA | 2031 | 1.4
Production France PEG TIGF | NP Send-out France (PEG TIGF) | Transmission France | BIO-N-728 | Biomethane: connection of production units | Teréga | Less-Advanced | TERÉGA | 2031 | 4.4
IT - Indigenous Production | NP Send-out Italia (PSV) | Transmission Italia (PSV) | SYN-N-305 | PEGASUS | S.G.I. SpA | Less-Advanced | Società Gasdotti Italia | 2031 | 0.002
East Med / Cyprus/Israeli Production Field | NP Send-out Cyprus | Transmission East Med Greece | TRA-A-330 | EastMed Pipeline | Natural Gas Submarine Interconnector Greece-Italy Poseidon S.A | Advanced | IGI Poseidon S.A. | 2027 | 330
H2e_NP_ES | NP Send-out Spain (ES Hydrogen Electrolysis) | NP Send-out Spain (ES Hydrogen Transport) | H2E-N-427 | H2Pole | H2Pole | Less-Advanced | Reganosa | 2027 | 1.89
H2e_NP_ES | NP Send-out Spain (ES Hydrogen Electrolysis) | NP Send-out Spain (ES Hydrogen Transport) | H2E-N-427 | H2Pole | H2Pole | Less-Advanced | Reganosa | 2030 | 7.54
H2_NP_NL_TRANSPORT | NP Send-out Netherlands (NL Hydrogen Transport) | Transmission Netherlands (NL Hydrogen) | H2T-F-468 | National H2 Backbone | N.V. Nederlandse Gasunie | FID | N.V. NEDERLANDSE GASUNIE | 2029 | 0
H2_NP_IT_TRANSPORT | NP Send-out Italy (IT Hydrogen Transport) | Transmission Italy (IT Hydrogen) | H2T-A-555 | Apulia H2 Backbone | Snam S.p.A. | Advanced | Snam Rete Gas S.p.A. | 2027 | 8.6
H2e_NP_DE | NP Send-out Germany (DE Hydrogen Electrolysis) | NP Send-out Germany (DE Hydrogen Transport) | H2E-N-571 | CHC Wilhelmshaven | EWE GASSPEICHER GmbH | Less-Advanced | EWE Hydrogen GmbH | 2030 | 4.8
H2_NP_DE_TP_Emden | NP Send-out Germany (DE Hydrogen Transport) | Transmission Germany (DE Hydrogen) | H2T-A-666 | H2Coastlink | Gastransport Nord GmbH | Advanced | Gastransport Nord GmbH | 2027 | 4
H2_NP_DE_TP_Emden | NP Send-out Germany (DE Hydrogen Transport) | Transmission Germany (DE Hydrogen) | H2T-A-666 | H2Coastlink | Gastransport Nord GmbH | Less-Advanced | Gastransport Nord GmbH | 2032 | 6
H2e_NP_FR | NP Send-out France (FR Hydrogen Electrolysis) | NP Send-out France (FR Hydrogen South West Transport) | H2E-A-669 | Bordeaux Port H2Hub - Production | Grand Port Maritime de Bordeaux | Less-Advanced | GRAND PORT MARITIME DE BORDEAUX | 2029 | 15
H2e_NP_GR | NP Send-out Greece (GR Hydrogen Electrolysis) | NP Send-out Greece (GR Hydrogen Transport) | H2E-N-737 | Development of the Green Hydrogen Cretan Value Chain (Cretan H2EL) | Eunice Laboratories, single member Société Anonyme | Less-Advanced | Eunice Laboratories | 2026 | 2.737
H2e_NP_FR | NP Send-out France (FR Hydrogen Electrolysis) | NP Send-out France (FR Hydrogen South West Transport) | H2E-A-747 | HyLacq | Elyse Energy | Less-Advanced | Elyse Energy | 2028 | 8
H2_NP_DE_TRANSPORT | NP Send-out Germany (DE Hydrogen Transport) | Transmission Germany (DE Hydrogen) | H2T-N-796 | FLOW - Making Hydrogen Happen (East) | GASCADE Gastransport GmbH | Less-Advanced | GASCADE Gastransport GmbH | 2025 | 2.4
H2_NP_DE_TRANSPORT | NP Send-out Germany (DE Hydrogen Transport) | Transmission Germany (DE Hydrogen) | H2T-N-796 | FLOW - Making Hydrogen Happen (East) | GASCADE Gastransport GmbH | Less-Advanced | GASCADE Gastransport GmbH | 2027 | 36
H2_NP_DE_TRANSPORT | NP Send-out Germany (DE Hydrogen Transport) | Transmission Germany (DE Hydrogen) | H2T-N-796 | FLOW - Making Hydrogen Happen (East) | GASCADE Gastransport GmbH | Less-Advanced | GASCADE Gastransport GmbH | 2030 | 72
H2_NP_DE_TRANSPORT | NP Send-out Germany (DE Hydrogen Transport) | Transmission Germany (DE Hydrogen) | H2T-N-796 | FLOW - Making Hydrogen Happen (East) | GASCADE Gastransport GmbH | Less-Advanced | GASCADE Gastransport GmbH | 2035 | 384
H2e_NP_CY | NP Send-out Cyprus (CY Hydrogen Electrolysis) | NP Send-out Cyprus (CY Hydrogen Transport) | H2E-N-838 | Development of the Green Hydrogen Cypriot Value Chain (Cyprus H2EL) | Eunice Laboratories, single member Société Anonyme | Less-Advanced | Eunice Laboratories | 2026 | 2.737
H2e_NP_FR | NP Send-out France (FR Hydrogen Electrolysis) | NP Send-out France (FR Hydrogen Transport) | H2E-A-847 | CarlHYng | Verso Energy SAS | Less-Advanced | Verso Energy | 2027 | 2.64
H2e_NP_FR | NP Send-out France (FR Hydrogen Electrolysis) | NP Send-out France (FR Hydrogen Transport) | H2E-A-847 | CarlHYng | Verso Energy SAS | Less-Advanced | Verso Energy | 2028 | 2.64
H2e_NP_FR | NP Send-out France (FR Hydrogen Electrolysis) | NP Send-out France (FR Hydrogen Transport) | H2E-A-847 | CarlHYng | Verso Energy SAS | Less-Advanced | Verso Energy | 2030 | 2.64
H2_NP_DE_TRANSPORT | NP Send-out Germany (DE Hydrogen Transport) | Transmission Germany (DE Hydrogen) | H2T-N-849 | FLOW - Making Hydrogen Happen (West) | GASCADE Gastransport GmbH | Less-Advanced | GASCADE Gastransport GmbH | 2025 | 2.4
H2_NP_DE_TRANSPORT | NP Send-out Germany (DE Hydrogen Transport) | Transmission Germany (DE Hydrogen) | H2T-N-849 | FLOW - Making Hydrogen Happen (West) | GASCADE Gastransport GmbH | Less-Advanced | GASCADE Gastransport GmbH | 2027 | 36
H2_NP_DE_TRANSPORT | NP Send-out Germany (DE Hydrogen Transport) | Transmission Germany (DE Hydrogen) | H2T-N-849 | FLOW - Making Hydrogen Happen (West) | GASCADE Gastransport GmbH | Less-Advanced | GASCADE Gastransport GmbH | 2030 | 72
H2_NP_DE_TRANSPORT | NP Send-out Germany (DE Hydrogen Transport) | Transmission Germany (DE Hydrogen) | H2T-N-849 | FLOW - Making Hydrogen Happen (West) | GASCADE Gastransport GmbH | Less-Advanced | GASCADE Gastransport GmbH | 2035 | 384
H2e_NP_FR | NP Send-out France (FR Hydrogen Electrolysis) | NP Send-out France (FR Hydrogen Transport) | H2E-A-853 | H2V Valenciennes | H2V | Less-Advanced | H2V | 2028 | 3.4
H2e_NP_ES | NP Send-out Spain (ES Hydrogen Electrolysis) | NP Send-out Spain (ES Hydrogen Transport) | H2E-N-858 | Bay of Biscay - Phase 2 | PETROLEOS DEL NORTE S.A. | Less-Advanced | Bay of Biscay Hydrogen S.L. | 2030 | 0.78
H2e_NP_FR_South | NP Send-out France (FR Hydrogen Electrolysis) | NP Send-out France (FR Hydrogen South Transport) | H2E-N-875 | Hygreen | ENGIE S.A. | Less-Advanced | ENGIE S.A. | 2030 | 0.004
H2_NP_DE_TRANSPORT | NP Send-out Germany (DE Hydrogen Transport) | Transmission Germany (DE Hydrogen) | H2T-A-933 | Hyperlink 4-5 Wilhelmshaven - Emsbüren | Gasunie Deutschland Transport Services GmbH | Advanced | Gasunie Deutschland Transport Services GmbH | 2027 | 1.4
H2_NP_DE_TRANSPORT | NP Send-out Germany (DE Hydrogen Transport) | Transmission Germany (DE Hydrogen) | H2T-A-933 | Hyperlink 4-5 Wilhelmshaven - Emsbüren | Gasunie Deutschland Transport Services GmbH | Advanced | Gasunie Deutschland Transport Services GmbH | 2028 | 4.3
H2_NP_DE_TRANSPORT | NP Send-out Germany (DE Hydrogen Transport) | Transmission Germany (DE Hydrogen) | H2T-A-933 | Hyperlink 4-5 Wilhelmshaven - Emsbüren | Gasunie Deutschland Transport Services GmbH | Advanced | Gasunie Deutschland Transport Services GmbH | 2029 | 4.3
H2_NP_DE_TRANSPORT | NP Send-out Germany (DE Hydrogen Transport) | Transmission Germany (DE Hydrogen) | H2T-A-933 | Hyperlink 4-5 Wilhelmshaven - Emsbüren | Gasunie Deutschland Transport Services GmbH | Less-Advanced | Gasunie Deutschland Transport Services GmbH | 2030 | 4.3
H2_NP_DE_TRANSPORT | NP Send-out Germany (DE Hydrogen Transport) | Transmission Germany (DE Hydrogen) | H2T-N-989 | doing hydrogen | ONTRAS Gastransport GmbH | Less-Advanced | ONTRAS Gastransport GmbH | 2030 | 84
H2_NP_DE_TRANSPORT | NP Send-out Germany (DE Hydrogen Transport) | Transmission Germany (DE Hydrogen) | H2T-N-991 | AquaDuctus | GASCADE Gastransport GmbH | Less-Advanced | GASCADE Gastransport GmbH | 2029 | 240
H2_NP_DE_TP_AWZ-Nordsee | NP Send-out Germany (DE Hydrogen Transport) | Transmission Germany (DE Hydrogen) | H2T-N-991 | AquaDuctus | GASCADE Gastransport GmbH | Less-Advanced | GASCADE Gastransport GmbH | 2030 | 240
H2e_NP_DE | NP Send-out Germany (DE Hydrogen Electrolysis) | NP Send-out Germany (DE Hydrogen Transport) | H2E-A-992 | GreenWilhelmshaven Electrolyser | Uniper Hydrogen GmbH | Less-Advanced | Uniper Hydrogen GmbH | 2027 | 1.44
H2e_NP_DE | NP Send-out Germany (DE Hydrogen Electrolysis) | NP Send-out Germany (DE Hydrogen Transport) | H2E-A-992 | GreenWilhelmshaven Electrolyser | Uniper Hydrogen GmbH | Less-Advanced | Uniper Hydrogen GmbH | 2028 | 5.75
H2e_NP_DE | NP Send-out Germany (DE Hydrogen Electrolysis) | NP Send-out Germany (DE Hydrogen Transport) | H2E-A-992 | GreenWilhelmshaven Electrolyser | Uniper Hydrogen GmbH | Less-Advanced | Uniper Hydrogen GmbH | 2029 | 10.07
H2e_NP_DE | NP Send-out Germany (DE Hydrogen Electrolysis) | NP Send-out Germany (DE Hydrogen Transport) | H2E-A-992 | GreenWilhelmshaven Electrolyser | Uniper Hydrogen GmbH | Less-Advanced | Uniper Hydrogen GmbH | 2030 | 14.38
H2_NP_DE_TRANSPORT | NP Send-out Germany (DE Hydrogen Transport) | Transmission Germany (DE Hydrogen) | H2T-N-996 | Green Octopus Mitteldeutschland | ONTRAS Gastransport GmbH and VNG Gasspeicher GmbH | Less-Advanced | ONTRAS Gastransport GmbH | 2028 | 84
H2e_NP_IT | NP Send-out Italy (IT Hydrogen Electrolysis) | NP Send-out Italy (IT Hydrogen Transport) | H2E-A-1006 | HELIOS Valley | Società Gasdotti Italia S.p.A. | Advanced | Società Gasdotti Italia | 2026 | 0.027
H2e_NP_IT | NP Send-out Italy (IT Hydrogen Electrolysis) | NP Send-out Italy (IT Hydrogen Transport) | H2E-A-1006 | HELIOS Valley | Società Gasdotti Italia S.p.A. | Advanced | Società Gasdotti Italia | 2028 | 0.054
H2e_NP_IT | NP Send-out Italy (IT Hydrogen Electrolysis) | NP Send-out Italy (IT Hydrogen Transport) | H2E-A-1006 | HELIOS Valley | Società Gasdotti Italia S.p.A. | Less-Advanced | Società Gasdotti Italia | 2030 | 0.108
H2_NP_NL_TRANSPORT | NP Send-out Netherlands (NL Hydrogen Transport) | Transmission Netherlands (NL Hydrogen) | H2T-N-1011 | HyONE | N.V. Nederlandse Gasunie | Less-Advanced | N.V. NEDERLANDSE GASUNIE | 2031 | 5.2
H2_NP_NL_TRANSPORT | NP Send-out Netherlands (NL Hydrogen Transport) | Transmission Netherlands (NL Hydrogen) | H2T-N-1011 | HyONE | N.V. Nederlandse Gasunie | Less-Advanced | N.V. NEDERLANDSE GASUNIE | 2035 | 25.75
H2_NP_NL_TRANSPORT | NP Send-out Netherlands (NL Hydrogen Transport) | Transmission Netherlands (NL Hydrogen) | H2T-N-1011 | HyONE | N.V. Nederlandse Gasunie | Less-Advanced | N.V. NEDERLANDSE GASUNIE | 2040 | 92.7
H2_NP_NL_TRANSPORT | NP Send-out Netherlands (NL Hydrogen Transport) | Transmission Netherlands (NL Hydrogen) | H2T-N-1011 | HyONE | N.V. Nederlandse Gasunie | Less-Advanced | N.V. NEDERLANDSE GASUNIE | 2050 | 185.4
H2e_NP_ES | NP Send-out Spain (ES Hydrogen Electrolysis) | NP Send-out Spain (ES Hydrogen Transport) | H2E-A-1012 | Bay of Biscay - Phase 1 | PETROLEOS DEL NORTE S.A. (PETRONOR) | Less-Advanced | Bay of Biscay Hydrogen S.L. | 2027 | 0.26
H2e_NP_FR | NP Send-out France (FR Hydrogen Electrolysis) | NP Send-out France (FR Hydrogen Transport) | H2E-A-1082 | H2V Thionville | H2V | Less-Advanced | H2V | 2028 | 3.4
H2_NP_ES_TRANSPORT | NP Send-out Spain (ES Hydrogen Transport) | Transmission Spain (ES Hydrogen) | H2T-A-1149 | Spanish Hydrogen Backbone 2030 | Enagás Infraestructuras de Hidrógeno | Advanced | Enagas Infraestructuras de Hidrógeno | 2029 | 426
H2e_NP_ES | NP Send-out Spain (ES Hydrogen Electrolysis) | NP Send-out Spain (ES Hydrogen Transport) | H2E-N-1150 | AsturiasH2Valley | H2 ABONO SA | Less-Advanced | H2 ABONO | 2026 | 1.5
H2e_NP_ES | NP Send-out Spain (ES Hydrogen Electrolysis) | NP Send-out Spain (ES Hydrogen Transport) | H2E-N-1150 | AsturiasH2Valley | H2 ABONO SA | Less-Advanced | H2 ABONO | 2027 | 9
H2e_NP_ES | NP Send-out Spain (ES Hydrogen Electrolysis) | NP Send-out Spain (ES Hydrogen Transport) | H2E-N-1177 | Green H2 Los Barrios | H2 LOS BARRIOS, SA | Less-Advanced | H2 LOS BARRIOS | 2026 | 1.3
H2e_NP_ES | NP Send-out Spain (ES Hydrogen Electrolysis) | NP Send-out Spain (ES Hydrogen Transport) | H2E-N-1177 | Green H2 Los Barrios | H2 LOS BARRIOS, SA | Less-Advanced | H2 LOS BARRIOS | 2027 | 5
H2_NP_LT_TRANSPORT | NP Send-out Lithuania (LT Hydrogen Transport) | Transmission Lithuania (LT Hydrogen) | H2T-N-1239 | Nordic-Baltic Hydrogen Corridor - LT section | AB Amber Grid | Less-Advanced | AB Amber Grid | 2029 | 15
H2_NP_LT_TRANSPORT | NP Send-out Lithuania (LT Hydrogen Transport) | Transmission Lithuania (LT Hydrogen) | H2T-N-1239 | Nordic-Baltic Hydrogen Corridor - LT section | AB Amber Grid | Less-Advanced | AB Amber Grid | 2040 | 15
H2_NP_LT_TRANSPORT | NP Send-out Lithuania (LT Hydrogen Transport) | Transmission Lithuania (LT Hydrogen) | H2T-N-1239 | Nordic-Baltic Hydrogen Corridor - LT section | AB Amber Grid | Less-Advanced | AB Amber Grid | 2050 | 25
H2_NP_ES_TRANSPORT | NP Send-out Spain (ES Hydrogen Transport) | Transmission Spain (ES Hydrogen) | H2T-N-1252 | Spanish hydrogen backbone 2040 | Enagás Infraestructuras de Hidrógeno | Less-Advanced | Enagas Infraestructuras de Hidrógeno | 2039 | 314
H2_NP_SK_East_TRANSPORT | NP Send-out Slovakia (SK Hydrogen East Transport) | Transmission Slovakia (SK Hydrogen East) | H2T-A-1264 | Slovak Hydrogen Backbone | eustream,a.s. | Advanced | eustream, a.s. | 2029 | 144
H2_NP_SK_West_TRANSPORT | NP Send-out Slovakia (SK Hydrogen West Transport) | Transmission Slovakia (SK Hydrogen West) | H2T-A-1264 | Slovak Hydrogen Backbone | eustream,a.s. | Advanced | eustream, a.s. | 2029 | 144
H2e_NP_IT | NP Send-out Italy (IT Hydrogen Electrolysis) | NP Send-out Italy (IT Hydrogen Transport) | H2E-A-1272 | Network related electrolyser in South of Italy (Sicily and Apulia) | Snam | Advanced | Snam Rete Gas S.p.A. | 2026 | 3
H2e_NP_IT | NP Send-out Italy (IT Hydrogen Electrolysis) | NP Send-out Italy (IT Hydrogen Transport) | H2E-A-1272 | Network related electrolyser in South of Italy (Sicily and Apulia) | Snam | Less-Advanced | Snam Rete Gas S.p.A. | 2031 | 22
H2e_NP_ES | NP Send-out Spain (ES Hydrogen Electrolysis) | NP Send-out Spain (ES Hydrogen Transport) | H2E-N-1293 | Cartagena large scale electrolyzer | Repsol S.A. | Less-Advanced | Cartagena Hydrogen Network | 2026 | 0.7
H2e_NP_ES | NP Send-out Spain (ES Hydrogen Electrolysis) | NP Send-out Spain (ES Hydrogen Transport) | H2E-N-1305 | Tarragona Hydrogen Network Electrolyser | Repsol S.A | Less-Advanced | Tarragona Hydrogen Network | 2026 | 1.05
H2_NP_FR_SouthWest_TRANSPORT | NP Send-out France (FR Hydrogen South West Transport) | Transmission France (FR Hydrogen South West) | H2T-A-1327 | HySoW Atlantic | Teréga | Advanced | TERÉGA | 2029 | 23
H2_IP_BE_INT | Transmission Belgium (BE Hydrogen) | Transmission Interconnector United Kingdom (UK Hydrogen) | H2T-N-573 | UK-BE H2 Interconnector | National Gas & Fluxys | Less-Advanced | Interconnector Limited | 2032 | 96
H2_IP_BE_INT | Transmission Belgium (BE Hydrogen) | Transmission Interconnector United Kingdom (UK Hydrogen) | H2T-N-573 | UK-BE H2 Interconnector | National Gas & Fluxys | Less-Advanced | Interconnector Limited | 2045 | 144
H2_IP_BE_INT | Transmission Interconnector United Kingdom (UK Hydrogen) | Transmission Belgium (BE Hydrogen) | H2T-N-573 | UK-BE H2 Interconnector | National Gas & Fluxys | Less-Advanced | Interconnector Limited | 2032 | 96
H2_IP_BE_INT | Transmission Interconnector United Kingdom (UK Hydrogen) | Transmission Belgium (BE Hydrogen) | H2T-N-573 | UK-BE H2 Interconnector | National Gas & Fluxys | Less-Advanced | Interconnector Limited | 2045 | 144
H2_IP_BE_INT | Transmission Interconnector United Kingdom (UK Hydrogen) | Transmission Belgium (BE Hydrogen) | H2T-A-1311 | Belgian Hydrogen Backbone | Fluxys Hydrogen | Less-Advanced | Fluxys Hydrogen | 2032 | 96
H2_IP_BE_INT | Transmission Interconnector United Kingdom (UK Hydrogen) | Transmission Belgium (BE Hydrogen) | H2T-A-1311 | Belgian Hydrogen Backbone | Fluxys Hydrogen | Less-Advanced | Fluxys Hydrogen | 2045 | 144
H2_IP_BE_INT | Transmission Belgium (BE Hydrogen) | Transmission Interconnector United Kingdom (UK Hydrogen) | H2T-A-1311 | Belgian Hydrogen Backbone | Fluxys Hydrogen | Less-Advanced | Fluxys Hydrogen | 2032 | 96
H2_IP_BE_INT | Transmission Belgium (BE Hydrogen) | Transmission Interconnector United Kingdom (UK Hydrogen) | H2T-A-1311 | Belgian Hydrogen Backbone | Fluxys Hydrogen | Less-Advanced | Fluxys Hydrogen | 2045 | 144
Kalotina (BG)/ Dimitrovgrad (RS) | Transmission Serbia | Transmission Bulgaria (NGTS) | TRA-A-298 | Modernization and rehabilitation of the Bulgarian GTS-Phase 3 | Bulgartransgaz EAD | Advanced | Bulgartransgaz EAD | 2028 | 41
Kalotina (BG)/ Dimitrovgrad (RS) | Transmission Bulgaria (NGTS) | Transmission Serbia | TRA-A-298 | Modernization and rehabilitation of the Bulgarian GTS-Phase 3 | Bulgartransgaz EAD | Advanced | Bulgartransgaz EAD | 2028 | 41
Kyustendil (BG) / Zidilovo (MK) | Transmission Bulgaria (NGTS) | Transmission North Macedonia | RET-N-558 | Smartening up the existing BG gas transmission network(SmartSwitch project) | Bulgartransgaz EAD | Less-Advanced | Bulgartransgaz EAD | 2027 | -2.74
Evzoni (GR)/ Gevgelija (MK) | Transmission Greece | Transmission North Macedonia | TRA-F-967 | Pipeline Nea Messimvria – Evzoni/ Gevgelija and Metering Station | DESFA S.A. | FID | DESFA S.A. | 2025 | 28
Oltingue (FR) / Rodersdorf (CH) | Transmission Switzerland | Transmission France (NS1) | H2T-N-1286 | Alpine H2 Corridor | Fluxswiss sagl | Less-Advanced | FluxSwiss | 2042 | -121
Griespass (CH) / Passo Gries (IT) (FluxSwiss) | Transmission Switzerland | Transmission Italy (PSV) (Italy Northern Export Fork) | H2T-N-1286 | Alpine H2 Corridor | Fluxswiss sagl | Less-Advanced | FluxSwiss | 2032 | -185
Griespass (CH) / Passo Gries (IT) (FluxSwiss) | Transmission Switzerland | Transmission Italy (PSV) (Italy Northern Export Fork) | H2T-N-1286 | Alpine H2 Corridor | Fluxswiss sagl | Less-Advanced | FluxSwiss | 2042 | -179
Wallbach | Transmission Switzerland | Transmission Germany (NCG) | H2T-N-1286 | Alpine H2 Corridor | Fluxswiss sagl | Less-Advanced | FluxSwiss | 2042 | -148
GCP GAZ-SYSTEM/UA TSO | Transmission Poland (VTP - GAZ-SYSTEM) | Transmission Ukraine (Exports) | TRA-N-245 | North-South Gas Corridor in Eastern Poland | GAZ-SYSTEM S.A. | Less-Advanced | GAZ-SYSTEM S.A. | 2030 | 92.8
Isaccea (RO) - Orlovka (UA) II | Transmission Trans-Balkan Pipeline Romania | Transmission Ukraine (Exports) | TRA-N-602 | Upgrading GMS Isaccea 2 and GMS Negru Voda 2 | SNTGN Transgaz SA | Less-Advanced | SNTGN Transgaz S.A. | 2027 | 28.92
H2_IP_NA-IT | Transmission Algeria (DZ Hydrogen) | Transmission Italy (IT Hydrogen) | H2T-N-735 | North Africa Hydrogen Corridor | Sea Corridor S.r.l. | Less-Advanced | SeaCorridor | 2029 | 448
Kipoi | Transmission Trans-Anatolian Pipeline Turkey | Transmission Trans-Adriatic Pipeline Greece | TRA-A-810 | TAP Expansion | Trans Adriatic Pipeline AG | Advanced | Trans-Adriatic Pipeline AG | 2025 | 30
Kipoi | Transmission Trans-Anatolian Pipeline Turkey | Transmission Trans-Adriatic Pipeline Greece | TRA-A-810 | TAP Expansion | Trans Adriatic Pipeline AG | Advanced | Trans-Adriatic Pipeline AG | 2029 | 205
Isaccea (RO) - Orlovka (UA) III | Transmission Trans-Balkan Pipeline Romania | Transmission Ukraine (Exports) | TRA-N-888 | Upgrading GMS Isaccea 3 and GMS Negru Voda 3 | SNTGN Transgaz SA | Less-Advanced | SNTGN Transgaz S.A. | 2028 | 28.92
H2_IP_NA-IT | Transmission Algeria (DZ Hydrogen) | Transmission Italy (IT Hydrogen) | H2T-A-1205 | Italian H2 Backbone | Snam Rete Gas S.p.A. | Advanced | Snam Rete Gas S.p.A. | 2029 | 448
H2_IP_MA-ES | Transmission Morocco (MA Hydrogen) | Transmission Spain (ES Hydrogen) | H2T-N-1252 | Spanish hydrogen backbone 2040 | Enagás Infraestructuras de Hidrógeno | Less-Advanced | Enagas Infraestructuras de Hidrógeno | 2039 | 106
Uzhhorod (UA) - Velké Kapušany (SK) | Transmission Ukraine | Transmission Slovakia | H2T-A-1264 | Slovak Hydrogen Backbone | eustream,a.s. | Advanced | eustream, a.s. | 2029 | -478.4
RO/SB IP | Transmission Serbia | Transmission Romania | TRA-A-1268 | Romania-Serbia Interconnection | SNTGN Tranzgaz SA | Advanced | SNTGN Transgaz S.A. | 2028 | 46.27
RO/SB IP | Transmission Romania | Transmission Serbia | TRA-A-1268 | Romania-Serbia Interconnection | SNTGN Tranzgaz SA | Advanced | SNTGN Transgaz S.A. | 2028 | 46.27
H2_IP_MA-ES | Transmission Morocco (MA Hydrogen) | Transmission Spain (ES Hydrogen) | H2T-N-1360 | H2 offshore pipeline between Morocco and Spain | Enagás Infraestructuras de Hidrógeno | Less-Advanced | The National Bureau of Petroleum and Mines | 2039 | 106
Otranto - IT / IGI Poseidon | Transmission Italy (PSV) (Southern Projects) | Transmission ITGI Poseidon Greece | TRA-A-10 | Poseidon Pipeline | Natural Gas Submarine Interconnector Greece-Italy Poseidon S.A | Advanced | IGI Poseidon S.A. | 2027 | 160
Otranto - IT / IGI Poseidon | Transmission ITGI Poseidon Greece | Transmission Italy (PSV) (Southern Projects) | TRA-A-10 | Poseidon Pipeline | Natural Gas Submarine Interconnector Greece-Italy Poseidon S.A | Advanced | IGI Poseidon S.A. | 2027 | 320
East Med / Thesprotia (Poseidon) | Transmission East Med Greece | Transmission ITGI Poseidon Greece | TRA-A-10 | Poseidon Pipeline | Natural Gas Submarine Interconnector Greece-Italy Poseidon S.A | Advanced | IGI Poseidon S.A. | 2027 | 320
East Med / Thesprotia (Poseidon) | Transmission ITGI Poseidon Greece | Transmission East Med Greece | TRA-A-10 | Poseidon Pipeline | Natural Gas Submarine Interconnector Greece-Italy Poseidon S.A | Advanced | IGI Poseidon S.A. | 2027 | 160
Gela (Italy) SRG-MTGP (Malta) Interconnection Point | Transmission Italy (PSV) (Italy Southern Import Fork) | Transmission Malta | TRA-N-31 | Melita TransGas Hydrogen Ready Pipeline | InterConnect Malta Ltd | Less-Advanced | InterConnect Malta Ltd | 2030 | 32.8
Gela (Italy) SRG-MTGP (Malta) Interconnection Point | Transmission Malta | Transmission Italy (PSV) (Italy Southern Import Fork) | TRA-N-31 | Melita TransGas Hydrogen Ready Pipeline | InterConnect Malta Ltd | Less-Advanced | InterConnect Malta Ltd | 2030 | 32.8
H2_IP_HR-BA | Transmission Bosnia Herzegovina (BA Hydrogen) | Transmission Croatia (HR Hydrogen) | H2T-A-66 | Interconnection Croatia-Bosnia and Herzegovina (Slobodnica-Bosanski Brod) | Plinacro Ltd | Advanced | Plinacro Ltd | 2027 | 139
H2_IP_HR-BA | Transmission Croatia (HR Hydrogen) | Transmission Bosnia Herzegovina (BA Hydrogen) | H2T-A-66 | Interconnection Croatia-Bosnia and Herzegovina (Slobodnica-Bosanski Brod) | Plinacro Ltd | Advanced | Plinacro Ltd | 2027 | 139
H2_IP_HR-AL | Transmission Croatia (HR Hydrogen) | Transmission Albania (AL Hydrogen) | H2T-A-68 | Ionian Adriatic Pipeline | Plinacro Ltd | Advanced | Plinacro Ltd | 2029 | 40.5
H2_IP_HR-RS | Transmission Serbia (RS Hydrogen) | Transmission Croatia (HR Hydrogen) | H2T-A-70 | Interconnection Croatia/Serbia (Slobodnica-Sotin-Bačko Novo Selo) | Plinacro Ltd | Advanced | Plinacro Ltd | 2027 | 32
H2_IP_HR-RS | Transmission Serbia (RS Hydrogen) | Transmission Croatia (HR Hydrogen) | H2T-A-70 | Interconnection Croatia/Serbia (Slobodnica-Sotin-Bačko Novo Selo) | Plinacro Ltd | Less-Advanced | Plinacro Ltd | 2030 | 135
H2_IP_HR-RS | Transmission Croatia (HR Hydrogen) | Transmission Serbia (RS Hydrogen) | H2T-A-70 | Interconnection Croatia/Serbia (Slobodnica-Sotin-Bačko Novo Selo) | Plinacro Ltd | Advanced | Plinacro Ltd | 2027 | 27
H2_IP_HR-RS | Transmission Croatia (HR Hydrogen) | Transmission Serbia (RS Hydrogen) | H2T-A-70 | Interconnection Croatia/Serbia (Slobodnica-Sotin-Bačko Novo Selo) | Plinacro Ltd | Less-Advanced | Plinacro Ltd | 2030 | 135
Dravaszerdahely | Transmission Croatia | Transmission Hungary (MGP) | TRA-A-75 | LNG evacuation pipeline Zlobin-Bosiljevo-Sisak-Kozarac | Plinacro Ltd | Advanced | Plinacro Ltd | 2026 | 51
Rogatec | Transmission Slovenia | Transmission Croatia | TRA-A-86 | Interconnection Croatia/Slovenia (Lučko - Zabok - Jezerišće - Sotla) | Plinacro Ltd | Less-Advanced | Plinacro Ltd | 2030 | 108
Rogatec | Transmission Croatia | Transmission Slovenia | TRA-A-86 | Interconnection Croatia/Slovenia (Lučko - Zabok - Jezerišće - Sotla) | Plinacro Ltd | Advanced | Plinacro Ltd | 2026 | 34
Rogatec | Transmission Croatia | Transmission Slovenia | TRA-A-86 | Interconnection Croatia/Slovenia (Lučko - Zabok - Jezerišće - Sotla) | Plinacro Ltd | Less-Advanced | Plinacro Ltd | 2030 | 122
Rogatec | Transmission Slovenia | Transmission Croatia | TRA-N-94 | CS Kidričevo, 2nd phase of upgrade | Plinovodi d.o.o. | Less-Advanced | Plinovodi d.o.o. | 2027 | 162
Murfeld (AT) / Ceršak (SI) | Transmission Slovenia | Transmission Austria (CEGH) | TRA-N-94 | CS Kidričevo, 2nd phase of upgrade | Plinovodi d.o.o. | Less-Advanced | Plinovodi d.o.o. | 2027 | 162
Gorizia (IT) /Šempeter (SI) | Transmission Italia (PSV) | Transmission Slovenia | TRA-N-99 | M3/1a Šempeter - Ajdovščina | Plinovodi d.o.o. | Less-Advanced | Plinovodi d.o.o. | 2028 | 58
Gorizia (IT) /Šempeter (SI) | Transmission Slovenia | Transmission Italia (PSV) | TRA-N-99 | M3/1a Šempeter - Ajdovščina | Plinovodi d.o.o. | Less-Advanced | Plinovodi d.o.o. | 2028 | 27
Pince (SI) / Tornyszentmiklos (HU) | Transmission Hungary (MGP) | Transmission Slovenia | TRA-N-112 | R15/1 Pince - Lendava - Kidričevo | Plinovodi d.o.o. | Less-Advanced | Plinovodi d.o.o. | 2027 | 6.4
Pince (SI) / Tornyszentmiklos (HU) | Transmission Hungary (MGP) | Transmission Slovenia | TRA-N-112 | R15/1 Pince - Lendava - Kidričevo | Plinovodi d.o.o. | Less-Advanced | Plinovodi d.o.o. | 2028 | 42.6
Pince (SI) / Tornyszentmiklos (HU) | Transmission Slovenia | Transmission Hungary (MGP) | TRA-N-112 | R15/1 Pince - Lendava - Kidričevo | Plinovodi d.o.o. | Less-Advanced | Plinovodi d.o.o. | 2027 | 6.4
Pince (SI) / Tornyszentmiklos (HU) | Transmission Slovenia | Transmission Hungary (MGP) | TRA-N-112 | R15/1 Pince - Lendava - Kidričevo | Plinovodi d.o.o. | Less-Advanced | Plinovodi d.o.o. | 2028 | 42.6
Komotini-DESFA/ICGB (GR/BG) | Transmission Greece (Komotini) | Transmission Interconnector Greece-Bulgaria Bulgaria | TRA-F-128 | Compressor Station Komotini (former Kipi) | DESFA S.A. | FID | DESFA S.A. | 2024 | 120
Komotini-DESFA/ICGB (GR/BG) | Transmission Greece (Komotini) | Transmission Interconnector Greece-Bulgaria Bulgaria | TRA-F-128 | Compressor Station Komotini (former Kipi) | DESFA S.A. | FID | DESFA S.A. | 2025 | 30
H2_IP_HR-BA | Transmission Croatia (HR Hydrogen) | Transmission Bosnia Herzegovina (BA Hydrogen) | H2T-A-224 | Northern Interconnection BiH/CRO | Gas Production and Transport Company BH-GAS Sarajevo | Advanced | BH Gas d.o.o. | 2028 | 40
H2_IP_HR-BA | Transmission Bosnia Herzegovina (BA Hydrogen) | Transmission Croatia (HR Hydrogen) | H2T-A-224 | Northern Interconnection BiH/CRO | Gas Production and Transport Company BH-GAS Sarajevo | Advanced | BH Gas d.o.o. | 2028 | 40
H2_IP_HR-BA | Transmission Bosnia Herzegovina (BA Hydrogen) | Transmission Croatia (HR Hydrogen) | H2T-A-302 | Interconnection Croatia-Bosnia and Herzegovina (South) | Plinacro Ltd | Advanced | Plinacro Ltd | 2026 | 40
H2_IP_HR-BA | Transmission Croatia (HR Hydrogen) | Transmission Bosnia Herzegovina (BA Hydrogen) | H2T-A-302 | Interconnection Croatia-Bosnia and Herzegovina (South) | Plinacro Ltd | Advanced | Plinacro Ltd | 2026 | 40
H2_IP_HR-BA | Transmission Bosnia Herzegovina (BA Hydrogen) | Transmission Croatia (HR Hydrogen) | H2T-A-303 | Interconnection Croatia-Bosnia and Herzegovina (west) | Plinacro Ltd | Advanced | Plinacro Ltd | 2028 | 35
H2_IP_HR-BA | Transmission Croatia (HR Hydrogen) | Transmission Bosnia Herzegovina (BA Hydrogen) | H2T-A-303 | Interconnection Croatia-Bosnia and Herzegovina (west) | Plinacro Ltd | Advanced | Plinacro Ltd | 2028 | 35
East Med / Cyprus (CY) | Transmission East Med Greece | Transmission Cyprus | TRA-A-330 | EastMed Pipeline | Natural Gas Submarine Interconnector Greece-Italy Poseidon S.A | Advanced | IGI Poseidon S.A. | 2027 | 30
East Med / Crete (GR) | Transmission Greece (Crete) | Transmission East Med Greece | TRA-A-330 | EastMed Pipeline | Natural Gas Submarine Interconnector Greece-Italy Poseidon S.A | Advanced | IGI Poseidon S.A. | 2027 | 190
East Med / Crete (GR) | Transmission East Med Greece | Transmission Greece (Crete) | TRA-A-330 | EastMed Pipeline | Natural Gas Submarine Interconnector Greece-Italy Poseidon S.A | Advanced | IGI Poseidon S.A. | 2027 | 20
East Med / Thesprotia (Poseidon) | Transmission ITGI Poseidon Greece | Transmission East Med Greece | TRA-A-330 | EastMed Pipeline | Natural Gas Submarine Interconnector Greece-Italy Poseidon S.A | Advanced | IGI Poseidon S.A. | 2027 | 600
East Med / Peloponnesus (GR) | Transmission East Med Greece | Transmission Greece | TRA-A-330 | EastMed Pipeline | Natural Gas Submarine Interconnector Greece-Italy Poseidon S.A | Advanced | IGI Poseidon S.A. | 2027 | 90
H2_IP_GR-HUB | Transmission Greece (GR Hydrogen) | Transmission Greece (GR Hydrogen) | TRA-A-330 | EastMed Pipeline | Natural Gas Submarine Interconnector Greece-Italy Poseidon S.A | Less-Advanced | IGI Poseidon S.A. | 2036 | 120
H2_IP_GR-HUB | Transmission Greece (GR Hydrogen) | Transmission Greece (GR Hydrogen) | TRA-A-330 | EastMed Pipeline | Natural Gas Submarine Interconnector Greece-Italy Poseidon S.A | Less-Advanced | IGI Poseidon S.A. | 2036 | 120
H2_IP_GR-CRETE | Transmission Greece (GR Hydrogen) | Transmission Greece (GR Hydrogen) | TRA-A-330 | EastMed Pipeline | Natural Gas Submarine Interconnector Greece-Italy Poseidon S.A | Less-Advanced | IGI Poseidon S.A. | 2036 | 30
H2_IP_GR-CRETE | Transmission Greece (GR Hydrogen) | Transmission Greece (GR Hydrogen) | TRA-A-330 | EastMed Pipeline | Natural Gas Submarine Interconnector Greece-Italy Poseidon S.A | Less-Advanced | IGI Poseidon S.A. | 2036 | 30
H2_IP_GR-MEGA | Transmission Greece (GR Hydrogen) | Transmission Greece (GR Hydrogen) | TRA-A-330 | EastMed Pipeline | Natural Gas Submarine Interconnector Greece-Italy Poseidon S.A | Less-Advanced | IGI Poseidon S.A. | 2036 | 30
H2_IP_GR-MEGA | Transmission Greece (GR Hydrogen) | Transmission Greece (GR Hydrogen) | TRA-A-330 | EastMed Pipeline | Natural Gas Submarine Interconnector Greece-Italy Poseidon S.A | Less-Advanced | IGI Poseidon S.A. | 2036 | 30
H2_IP_GR-CY | Transmission Cyprus (CY Hydrogen) | Transmission Greece (GR Hydrogen) | TRA-A-330 | EastMed Pipeline | Natural Gas Submarine Interconnector Greece-Italy Poseidon S.A | Less-Advanced | IGI Poseidon S.A. | 2036 | 30
H2_IP_GR-CY | Transmission Greece (GR Hydrogen) | Transmission Cyprus (CY Hydrogen) | TRA-A-330 | EastMed Pipeline | Natural Gas Submarine Interconnector Greece-Italy Poseidon S.A | Less-Advanced | IGI Poseidon S.A. | 2036 | 30
H2_IP_IL-CY | Transmission Israel (IL Hydrogen) | Transmission Greece (GR Hydrogen) | TRA-A-330 | EastMed Pipeline | Natural Gas Submarine Interconnector Greece-Italy Poseidon S.A | Less-Advanced | IGI Poseidon S.A. | 2036 | 120
Murfeld (AT) / Ceršak (SI) | Transmission Austria (CEGH) | Transmission Slovenia | TRA-N-389 | Upgrade of Murfeld/Ceršak interconnection (M1/3 Interconnection Ceršak) | Plinovodi d.o.o. | Less-Advanced | Plinovodi d.o.o. | 2027 | 78.5
Murfeld (AT) / Ceršak (SI) | Transmission Slovenia | Transmission Austria (CEGH) | TRA-N-389 | Upgrade of Murfeld/Ceršak interconnection (M1/3 Interconnection Ceršak) | Plinovodi d.o.o. | Less-Advanced | Plinovodi d.o.o. | 2027 | 162
Rogatec | Transmission Croatia | Transmission Slovenia | TRA-N-390 | Upgrade of Rogatec interconnection (M1A/1 Interconnection Rogatec) | Plinovodi d.o.o. | Less-Advanced | Plinovodi d.o.o. | 2027 | 162
Rogatec | Transmission Slovenia | Transmission Croatia | TRA-N-390 | Upgrade of Rogatec interconnection (M1A/1 Interconnection Rogatec) | Plinovodi d.o.o. | Less-Advanced | Plinovodi d.o.o. | 2027 | 162
(Modelling) Wallbach | Transmission Germany (NCG) | Transmission Switzerland | TRA-F-402 | TENP Security of Supply | Fluxys TENP GmbH & Open Grid Europe GmbH | FID | Fluxys TENP GmbH | 2024 | 319.2
Blaregnies L (BE) / Taisnières B (FR) | Transmission Belgium (L-Zone) | Transmission France (FR PEG North L-Gas) | TRA-A-429 | Adaptation L- gas - H-gas | GRTgaz | Advanced | GRTgaz | 2025 | -85
Blaregnies L (BE) / Taisnières B (FR) | Transmission Belgium (L-Zone) | Transmission France (FR PEG North L-Gas) | TRA-A-429 | Adaptation L- gas - H-gas | GRTgaz | Advanced | GRTgaz | 2028 | -115
H2_IP_FI-EE | Transmission Estonia (EE Hydrogen) | Transmission Finland (FI Hydrogen South) | H2T-A-443 | Nordic-Baltic Hydrogen Corridor - FI section - Pipeline | Gasgrid Finland Oy | Advanced | Gasgrid Finland Oy | 2029 | 100
H2_IP_FI-EE | Transmission Finland (FI Hydrogen South) | Transmission Estonia (EE Hydrogen) | H2T-A-443 | Nordic-Baltic Hydrogen Corridor - FI section - Pipeline | Gasgrid Finland Oy | Advanced | Gasgrid Finland Oy | 2029 | 200
VIP BENE | Transmission Netherlands (TTF) | Transmission Belgium (H-Zone) | H2T-F-468 | National H2 Backbone | N.V. Nederlandse Gasunie | FID | Gasunie Transport Services B.V. | 2026 | -141.6
H2_IP_DE-NL_Oude | Transmission Germany (DE Hydrogen) | Transmission Netherlands (NL Hydrogen) | H2T-F-468 | National H2 Backbone | N.V. Nederlandse Gasunie | FID | N.V. NEDERLANDSE GASUNIE | 2026 | 96
H2_IP_DE-NL_Oude | Transmission Netherlands (NL Hydrogen) | Transmission Germany (DE Hydrogen) | H2T-F-468 | National H2 Backbone | N.V. Nederlandse Gasunie | FID | N.V. NEDERLANDSE GASUNIE | 2026 | 96
H2_IP_BE-NL | Transmission Belgium (BE Hydrogen) | Transmission Netherlands (NL Hydrogen) | H2T-F-468 | National H2 Backbone | N.V. Nederlandse Gasunie | FID | N.V. NEDERLANDSE GASUNIE | 2026 | 36
H2_IP_BE-NL | Transmission Belgium (BE Hydrogen) | Transmission Netherlands (NL Hydrogen) | H2T-F-468 | National H2 Backbone | N.V. Nederlandse Gasunie | FID | N.V. NEDERLANDSE GASUNIE | 2029 | 84
H2_IP_BE-NL | Transmission Netherlands (NL Hydrogen) | Transmission Belgium (BE Hydrogen) | H2T-F-468 | National H2 Backbone | N.V. Nederlandse Gasunie | FID | N.V. NEDERLANDSE GASUNIE | 2026 | 36
H2_IP_BE-NL | Transmission Netherlands (NL Hydrogen) | Transmission Belgium (BE Hydrogen) | H2T-F-468 | National H2 Backbone | N.V. Nederlandse Gasunie | FID | N.V. NEDERLANDSE GASUNIE | 2029 | 84
H2_IP_DE-NL_Vlieghuis | Transmission Germany (DE Hydrogen) | Transmission Netherlands (NL Hydrogen) | H2T-F-468 | National H2 Backbone | N.V. Nederlandse Gasunie | FID | N.V. NEDERLANDSE GASUNIE | 2026 | 16.8
H2_IP_DE-NL_Vlieghuis | Transmission Germany (DE Hydrogen) | Transmission Netherlands (NL Hydrogen) | H2T-F-468 | National H2 Backbone | N.V. Nederlandse Gasunie | FID | N.V. NEDERLANDSE GASUNIE | 2029 | 14.4
H2_IP_DE-NL_Vlieghuis | Transmission Netherlands (NL Hydrogen) | Transmission Germany (DE Hydrogen) | H2T-F-468 | National H2 Backbone | N.V. Nederlandse Gasunie | FID | N.V. NEDERLANDSE GASUNIE | 2026 | 16.8
H2_IP_DE-NL_Vlieghuis | Transmission Netherlands (NL Hydrogen) | Transmission Germany (DE Hydrogen) | H2T-F-468 | National H2 Backbone | N.V. Nederlandse Gasunie | FID | N.V. NEDERLANDSE GASUNIE | 2029 | 14.4
H2_IP_DE-NL_Vreden | Transmission Germany (DE Hydrogen) | Transmission Netherlands (NL Hydrogen) | H2T-F-468 | National H2 Backbone | N.V. Nederlandse Gasunie | FID | N.V. NEDERLANDSE GASUNIE | 2029 | 76.8
H2_IP_DE-NL_Vreden | Transmission Netherlands (NL Hydrogen) | Transmission Germany (DE Hydrogen) | H2T-F-468 | National H2 Backbone | N.V. Nederlandse Gasunie | FID | N.V. NEDERLANDSE GASUNIE | 2029 | 76.8
H2_IP_DE-NL_Elten | Transmission Germany (DE Hydrogen) | Transmission Netherlands (NL Hydrogen) | H2T-F-468 | National H2 Backbone | N.V. Nederlandse Gasunie | FID | N.V. NEDERLANDSE GASUNIE | 2029 | 76.8
H2_IP_DE-NL_Elten | Transmission Netherlands (NL Hydrogen) | Transmission Germany (DE Hydrogen) | H2T-F-468 | National H2 Backbone | N.V. Nederlandse Gasunie | FID | N.V. NEDERLANDSE GASUNIE | 2029 | 76.8
(Modelling) NL <-> DE THE North | Transmission Germany (GASPOOL) | Transmission Netherlands (TTF) (fork NL DE) | TRA-F-496 | Increase of Gas Transport to the Netherlands | Gasunie Deutschland Transport Service GmbH | FID | Gasunie Deutschland Transport Services GmbH | 2027 | 271.2
H2_IP_HR-HU | Transmission Hungary (HU Hydrogen) | Transmission Croatia (HR Hydrogen) | CO2-N-551 | DRAVA aquifer CO2 transmission claster | PLINACRO Ltd. | Less-Advanced | Plinacro Ltd | 2040 | 0
H2_IP_HR-HU | Transmission Croatia (HR Hydrogen) | Transmission Hungary (HU Hydrogen) | CO2-N-551 | DRAVA aquifer CO2 transmission claster | PLINACRO Ltd. | Less-Advanced | Plinacro Ltd | 2040 | 0
Kulata (BG) / Sidirokastron (GR) | Transmission Greece | Transmission Bulgaria (NGTS) | RET-N-558 | Smartening up the existing BG gas transmission network(SmartSwitch project) | Bulgartransgaz EAD | Less-Advanced | Bulgartransgaz EAD | 2027 | -11.726
Kulata (BG) / Sidirokastron (GR) | Transmission Bulgaria (NGTS) | Transmission Greece | RET-N-558 | Smartening up the existing BG gas transmission network(SmartSwitch project) | Bulgartransgaz EAD | Less-Advanced | Bulgartransgaz EAD | 2027 | -6.48
Ruse (BG) / Giurgiu (RO) | Transmission Romania | Transmission Bulgaria (NGTS) | RET-N-558 | Smartening up the existing BG gas transmission network(SmartSwitch project) | Bulgartransgaz EAD | Less-Advanced | Bulgartransgaz EAD | 2027 | -4.534
Ruse (BG) / Giurgiu (RO) | Transmission Bulgaria (NGTS) | Transmission Romania | RET-N-558 | Smartening up the existing BG gas transmission network(SmartSwitch project) | Bulgartransgaz EAD | Less-Advanced | Bulgartransgaz EAD | 2027 | -2.65
(Modelling) Negru Voda Aggregated | Transmission Romania | Transmission Bulgaria (NGTS) | RET-N-558 | Smartening up the existing BG gas transmission network(SmartSwitch project) | Bulgartransgaz EAD | Less-Advanced | Bulgartransgaz EAD | 2027 | -18.76
(Modelling) Negru Voda Aggregated | Transmission Bulgaria (NGTS) | Transmission Romania | RET-N-558 | Smartening up the existing BG gas transmission network(SmartSwitch project) | Bulgartransgaz EAD | Less-Advanced | Bulgartransgaz EAD | 2027 | -12.17
Obergailbach (FR) / Medelsheim (DE) | Transmission Germany (NCG) | Transmission France (NS1) | H2T-N-569 | HY-FEN – H2 Corridor Spain – France – Germany connection | GRTgaz | Less-Advanced | GRTgaz | 2029 | -310
H2_IP_DE_Medelsheim-FR_Obergailbach | Transmission Germany (DE Hydrogen) | Transmission France (FR Hydrogen) | H2T-N-569 | HY-FEN – H2 Corridor Spain – France – Germany connection | GRTgaz | Less-Advanced | GRTgaz | 2029 | 192
H2_IP_DE_Medelsheim-FR_Obergailbach | Transmission France (FR Hydrogen) | Transmission Germany (DE Hydrogen) | H2T-N-569 | HY-FEN – H2 Corridor Spain – France – Germany connection | GRTgaz | Less-Advanced | GRTgaz | 2029 | 192
(Modelling) Negru Voda Aggregated | Transmission Bulgaria (NGTS) | Transmission Romania | TRA-N-602 | Upgrading GMS Isaccea 2 and GMS Negru Voda 2 | SNTGN Transgaz SA | Less-Advanced | SNTGN Transgaz S.A. | 2027 | 271.1
Ruse (BG) / Giurgiu (RO) | Transmission Bulgaria (NGTS) | Transmission Romania | TRA-N-603 | Capacity increase at RO-BG IP Ruse Giurgiu | SNTGN Transgaz SA | Less-Advanced | SNTGN Transgaz S.A. | 2027 | 101.22
Ruse (BG) / Giurgiu (RO) | Transmission Romania | Transmission Bulgaria (NGTS) | TRA-N-603 | Capacity increase at RO-BG IP Ruse Giurgiu | SNTGN Transgaz SA | Less-Advanced | SNTGN Transgaz S.A. | 2027 | 101.22
H2_IP_HR-SI | Transmission Slovenia (SI Hydrogen) | Transmission Croatia (HR Hydrogen) | H2T-N-619 | H2 interconnection Croatia/Slovenia (Lučko-Zabok-Rogatec) | PLINACRO Ltd. | Less-Advanced | Plinacro Ltd | 2035 | 95
H2_IP_HR-SI | Transmission Croatia (HR Hydrogen) | Transmission Slovenia (SI Hydrogen) | H2T-N-619 | H2 interconnection Croatia/Slovenia (Lučko-Zabok-Rogatec) | PLINACRO Ltd. | Less-Advanced | Plinacro Ltd | 2035 | 95
Eastring Cross-Border HU/EAR <> SK/EAR | Transmission Eastring Hungary (MGP) | Transmission Eastring Slovakia | TRA-A-628 | Eastring - Slovakia | eustream, a.s. (a joint stock company) | Advanced | Eastring B.V. | 2026 | 617
Eastring Cross-Border HU/EAR <> SK/EAR | Transmission Eastring Hungary (MGP) | Transmission Eastring Slovakia | TRA-A-628 | Eastring - Slovakia | eustream, a.s. (a joint stock company) | Less-Advanced | Eastring B.V. | 2031 | 617
Eastring Cross-Border HU/EAR <> SK/EAR | Transmission Eastring Slovakia | Transmission Eastring Hungary (MGP) | TRA-A-628 | Eastring - Slovakia | eustream, a.s. (a joint stock company) | Advanced | Eastring B.V. | 2026 | 617
Eastring Cross-Border HU/EAR <> SK/EAR | Transmission Eastring Slovakia | Transmission Eastring Hungary (MGP) | TRA-A-628 | Eastring - Slovakia | eustream, a.s. (a joint stock company) | Less-Advanced | Eastring B.V. | 2031 | 617
Überackern ABG (AT) / Überackern (DE) | Transmission Austria (CEGH) | Transmission Germany (NCG) | H2T-A-642 | HyPipe Bavaria – The Hydrogen Hub | bayernets GmbH | Advanced | bayernets GmbH | 2029 | -150
Überackern ABG (AT) / Überackern (DE) | Transmission Germany (NCG) | Transmission Austria (CEGH) | H2T-A-642 | HyPipe Bavaria – The Hydrogen Hub | bayernets GmbH | Advanced | bayernets GmbH | 2029 | -150
H2_IP_DE-AT | Transmission Austria (AT Hydrogen) | Transmission Germany (DE Hydrogen) | H2T-A-642 | HyPipe Bavaria – The Hydrogen Hub | bayernets GmbH | Advanced | bayernets GmbH | 2029 | 150
H2_IP_DE-AT | Transmission Germany (DE Hydrogen) | Transmission Austria (AT Hydrogen) | H2T-A-642 | HyPipe Bavaria – The Hydrogen Hub | bayernets GmbH | Advanced | bayernets GmbH | 2029 | 150
Eastring Cross-Border BG/EAR <> RO/EAR | Transmission Eastring Bulgaria | Transmission Eastring Romania | TRA-A-655 | Eastring - Romania | SNTGN Transgaz SA | Advanced | SNTGN Transgaz S.A. | 2026 | 617
Eastring Cross-Border BG/EAR <> RO/EAR | Transmission Eastring Bulgaria | Transmission Eastring Romania | TRA-A-655 | Eastring - Romania | SNTGN Transgaz SA | Advanced | SNTGN Transgaz S.A. | 2029 | 617
Eastring Cross-Border BG/EAR <> RO/EAR | Transmission Eastring Romania | Transmission Eastring Bulgaria | TRA-A-655 | Eastring - Romania | SNTGN Transgaz SA | Advanced | SNTGN Transgaz S.A. | 2026 | 617
Eastring Cross-Border BG/EAR <> RO/EAR | Transmission Eastring Romania | Transmission Eastring Bulgaria | TRA-A-655 | Eastring - Romania | SNTGN Transgaz SA | Advanced | SNTGN Transgaz S.A. | 2029 | 617
Eastring Cross-Border RO/EAR <> HU/EAR | Transmission Eastring Hungary (MGP) | Transmission Eastring Romania | TRA-A-655 | Eastring - Romania | SNTGN Transgaz SA | Advanced | SNTGN Transgaz S.A. | 2025 | 617
Eastring Cross-Border RO/EAR <> HU/EAR | Transmission Eastring Hungary (MGP) | Transmission Eastring Romania | TRA-A-655 | Eastring - Romania | SNTGN Transgaz SA | Less-Advanced | SNTGN Transgaz S.A. | 2030 | 617
Eastring Cross-Border RO/EAR <> HU/EAR | Transmission Eastring Romania | Transmission Eastring Hungary (MGP) | TRA-A-655 | Eastring - Romania | SNTGN Transgaz SA | Advanced | SNTGN Transgaz S.A. | 2025 | 617
Eastring Cross-Border RO/EAR <> HU/EAR | Transmission Eastring Romania | Transmission Eastring Hungary (MGP) | TRA-A-655 | Eastring - Romania | SNTGN Transgaz SA | Less-Advanced | SNTGN Transgaz S.A. | 2030 | 617
H2_IP_HU-SK | Transmission Hungary (HU Hydrogen) | Transmission Slovakia (SK Hydrogen) (SK Center) | RET-N-661 | Adjustment of existing eus pipeline SK-HU | eustream, a.s. | Less-Advanced | eustream, a.s. | 2039 | 100
H2_IP_HU-SK | Transmission Slovakia (SK Hydrogen) (SK Center) | Transmission Hungary (HU Hydrogen) | RET-N-661 | Adjustment of existing eus pipeline SK-HU | eustream, a.s. | Less-Advanced | eustream, a.s. | 2039 | 100
H2_IP_DE-NL_Oude | Transmission Netherlands (NL Hydrogen) | Transmission Germany (DE Hydrogen) | H2T-A-666 | H2Coastlink | Gastransport Nord GmbH | Advanced | Gastransport Nord GmbH | 2027 | 60
Komotini-DESFA/ICGB (GR/BG) | Transmission Greece (Komotini) | Transmission Interconnector Greece-Bulgaria Bulgaria | TRA-N-670 | IGB 3to5 Expansion & H2 Upgrade (the Project) | ICGB AD | Less-Advanced | ICGB a.d. | 2026 | 53.242
Komotini-DESFA/ICGB (GR/BG) | Transmission Greece (Komotini) | Transmission Interconnector Greece-Bulgaria Bulgaria | TRA-N-736 | Duplication of the High Pressure branch Karperi - Komotini | DESFA S.A. | Less-Advanced | DESFA S.A. | 2027 | 60
H2_IP_DE-NL_Elten | Transmission Netherlands (NL Hydrogen) | Transmission Germany (DE Hydrogen) | H2T-N-738 | Delta Rhine Corridor H2 Germany | Open Grid Europe GmbH | Less-Advanced | Open Grid Europe GmbH | 2029 | 76.8
H2_IP_DE-NL_Elten | Transmission Germany (DE Hydrogen) | Transmission Netherlands (NL Hydrogen) | H2T-N-738 | Delta Rhine Corridor H2 Germany | Open Grid Europe GmbH | Less-Advanced | Open Grid Europe GmbH | 2029 | 76.8
(Modelling) Wallbach | Transmission Germany (NCG) | Transmission Switzerland | H2T-N-740 | Alpine HyWay | Fluxys TENP GmbH & Open Grid Europe GmbH | Less-Advanced | Fluxys TENP GmbH | 2039 | -112.8
H2_IP_DE-CH_Wallbach | Transmission Switzerland (CH Hydrogen) | Transmission Germany (DE Hydrogen) | H2T-N-740 | Alpine HyWay | Fluxys TENP GmbH & Open Grid Europe GmbH | Less-Advanced | Fluxys TENP GmbH & Open Grid Europe GmbH | 2039 | 93
H2_IP_DE-CH_Wallbach | Transmission Switzerland (CH Hydrogen) | Transmission Germany (DE Hydrogen) | H2T-N-740 | Alpine HyWay | Fluxys TENP GmbH & Open Grid Europe GmbH | Less-Advanced | Fluxys TENP GmbH & Open Grid Europe GmbH | 2042 | 12
H2_IP_DE-CH_Wallbach | Transmission Switzerland (CH Hydrogen) | Transmission Germany (DE Hydrogen) | H2T-N-740 | Alpine HyWay | Fluxys TENP GmbH & Open Grid Europe GmbH | Less-Advanced | Fluxys TENP GmbH & Open Grid Europe GmbH | 2045 | 56
H2_IP_DE-CH_Wallbach | Transmission Switzerland (CH Hydrogen) | Transmission Germany (DE Hydrogen) | H2T-N-740 | Alpine HyWay | Fluxys TENP GmbH & Open Grid Europe GmbH | Less-Advanced | Fluxys TENP GmbH & Open Grid Europe GmbH | 2049 | 67
H2_IP_DE-NL_Oude | Transmission Germany (DE Hydrogen) | Transmission Netherlands (NL Hydrogen) | H2L-A-754 | ACE Terminal | N.V. NEDERLANDSE GASUNIE | Advanced | N.V. NEDERLANDSE GASUNIE | 2027 | 48.7
Oberkappel | Transmission Germany (NCG) | Transmission Austria (CEGH) | H2T-A-757 | H2 Backbone WAG + Penta West | GAS CONNECT AUSTRIA GmbH | Advanced | Gas Connect Austria GmbH | 2029 | -47
Oberkappel | Transmission Austria (CEGH) | Transmission Germany (NCG) | H2T-A-757 | H2 Backbone WAG + Penta West | GAS CONNECT AUSTRIA GmbH | Advanced | Gas Connect Austria GmbH | 2029 | -142
H2_IP_DE-AT | Transmission Germany (DE Hydrogen) | Transmission Austria (AT Hydrogen) | H2T-A-757 | H2 Backbone WAG + Penta West | GAS CONNECT AUSTRIA GmbH | Advanced | Gas Connect Austria GmbH | 2029 | 150
H2_IP_DE-AT | Transmission Austria (AT Hydrogen) | Transmission Germany (DE Hydrogen) | H2T-A-757 | H2 Backbone WAG + Penta West | GAS CONNECT AUSTRIA GmbH | Advanced | Gas Connect Austria GmbH | 2029 | 150
H2_IP_AT-SK_West | Transmission Slovakia (SK Hydrogen) (SK West) | Transmission Austria (AT Hydrogen) | H2T-A-757 | H2 Backbone WAG + Penta West | GAS CONNECT AUSTRIA GmbH | Advanced | Gas Connect Austria GmbH | 2029 | 150
H2_IP_AT-SK_West | Transmission Austria (AT Hydrogen) | Transmission Slovakia (SK Hydrogen) (SK West) | H2T-A-757 | H2 Backbone WAG + Penta West | GAS CONNECT AUSTRIA GmbH | Advanced | Gas Connect Austria GmbH | 2029 | 150
Murfeld (AT) / Ceršak (SI) | Transmission Slovenia | Transmission Austria (CEGH) | TRA-N-766 | Entry Murfeld | GAS CONNECT AUSTRIA GmbH | Less-Advanced | Gas Connect Austria GmbH | 2028 | 166.5
H2_IP_DE-PL_North | Transmission Germany (DE Hydrogen) | Transmission Poland (PL Hydrogen North) | H2T-A-779 | Pomeranian Green Hydrogen Cluster | GAZ-SYSTEM S.A. | Advanced | GAZ-SYSTEM S.A. | 2029 | 19.2
H2_IP_DE-PL_North | Transmission Poland (PL Hydrogen North) | Transmission Germany (DE Hydrogen) | H2T-A-779 | Pomeranian Green Hydrogen Cluster | GAZ-SYSTEM S.A. | Advanced | GAZ-SYSTEM S.A. | 2029 | 19.2
(Modelling) DK <-> DE THE North | Transmission Denmark (Ellund) | Transmission Germany (GASPOOL) | TRA-A-786 | Capacity Expansion for the German LNG Terminals | Gasunie Deutschland Transport Services GmbH | Advanced | Gasunie Deutschland Transport Services GmbH | 2026 | 48.45
H2_IP_CZ-DE_Deutschneudorf | Transmission Czechia (CZ Hydrogen) | Transmission Germany (DE Hydrogen) | H2T-N-796 | FLOW - Making Hydrogen Happen (East) | GASCADE Gastransport GmbH | Less-Advanced | GASCADE Gastransport GmbH | 2029 | 144
H2_IP_CZ-DE_Deutschneudorf | Transmission Germany (DE Hydrogen) | Transmission Czechia (CZ Hydrogen) | H2T-N-796 | FLOW - Making Hydrogen Happen (East) | GASCADE Gastransport GmbH | Less-Advanced | GASCADE Gastransport GmbH | 2029 | 144
H2_IP_CZ-DE_Deutschneudorf | Transmission Germany (DE Hydrogen) | Transmission Czechia (CZ Hydrogen) | H2T-N-796 | FLOW - Making Hydrogen Happen (East) | GASCADE Gastransport GmbH | Less-Advanced | GASCADE Gastransport GmbH | 2035 | 153.6
H2_IP_DE_Lubmin-FI_Aland | Transmission Finland (FI Hydrogen Aland) | Transmission Germany (DE Hydrogen) | H2T-N-796 | FLOW - Making Hydrogen Happen (East) | GASCADE Gastransport GmbH | Less-Advanced | GASCADE Gastransport GmbH | 2029 | 262
H2_IP_DK_Bornholm-DE_Lubmin | NP Send-out Denmark (DK Hydrogen Bornholm Transport) | Transmission Germany (DE Hydrogen) | H2T-N-796 | FLOW - Making Hydrogen Happen (East) | GASCADE Gastransport GmbH | Less-Advanced | GASCADE Gastransport GmbH | 2028 | 18
H2_IP_DK_Bornholm-DE_Lubmin | NP Send-out Denmark (DK Hydrogen Bornholm Transport) | Transmission Germany (DE Hydrogen) | H2T-N-796 | FLOW - Making Hydrogen Happen (East) | GASCADE Gastransport GmbH | Less-Advanced | GASCADE Gastransport GmbH | 2030 | 27.6
H2_IP_DK_Bornholm-DE_Lubmin | NP Send-out Denmark (DK Hydrogen Bornholm Transport) | Transmission Germany (DE Hydrogen) | H2T-N-796 | FLOW - Making Hydrogen Happen (East) | GASCADE Gastransport GmbH | Less-Advanced | GASCADE Gastransport GmbH | 2035 | 74.4
H2_IP_DK_Bornholm-DE_Lubmin | NP Send-out Denmark (DK Hydrogen Bornholm Transport) | Transmission Germany (DE Hydrogen) | H2T-N-800 | H2 Interconnector Bornholm-Lubmin (IBL) | GASCADE Gastransport GmbH | Less-Advanced | GASCADE Gastransport GmbH | 2028 | 36
H2_IP_DK_Bornholm-DE_Lubmin | NP Send-out Denmark (DK Hydrogen Bornholm Transport) | Transmission Germany (DE Hydrogen) | H2T-N-800 | H2 Interconnector Bornholm-Lubmin (IBL) | GASCADE Gastransport GmbH | Less-Advanced | GASCADE Gastransport GmbH | 2030 | 55.2
H2_IP_DK_Bornholm-DE_Lubmin | NP Send-out Denmark (DK Hydrogen Bornholm Transport) | Transmission Germany (DE Hydrogen) | H2T-N-800 | H2 Interconnector Bornholm-Lubmin (IBL) | GASCADE Gastransport GmbH | Less-Advanced | GASCADE Gastransport GmbH | 2035 | 148.8
H2_IP_DK_Bornholm-DE_Lubmin | NP Send-out Denmark (DK Hydrogen Bornholm Transport) | Transmission Germany (DE Hydrogen) | H2T-N-800 | H2 Interconnector Bornholm-Lubmin (IBL) | GASCADE Gastransport GmbH | Less-Advanced | Energinet | 2028 | 36
H2_IP_DK_Bornholm-DE_Lubmin | NP Send-out Denmark (DK Hydrogen Bornholm Transport) | Transmission Germany (DE Hydrogen) | H2T-N-800 | H2 Interconnector Bornholm-Lubmin (IBL) | GASCADE Gastransport GmbH | Less-Advanced | Energinet | 2030 | 55.2
H2_IP_DK_Bornholm-DE_Lubmin | NP Send-out Denmark (DK Hydrogen Bornholm Transport) | Transmission Germany (DE Hydrogen) | H2T-N-800 | H2 Interconnector Bornholm-Lubmin (IBL) | GASCADE Gastransport GmbH | Less-Advanced | Energinet | 2035 | 148.8
Melendugno - IT / TAP | Transmission Trans-Adriatic Pipeline Albania | Transmission Italy (PSV) (Southern Projects) | TRA-A-810 | TAP Expansion | Trans Adriatic Pipeline AG | Advanced | Trans-Adriatic Pipeline AG | 2025 | 30
Melendugno - IT / TAP | Transmission Trans-Adriatic Pipeline Albania | Transmission Italy (PSV) (Southern Projects) | TRA-A-810 | TAP Expansion | Trans Adriatic Pipeline AG | Advanced | Trans-Adriatic Pipeline AG | 2029 | 205
Komotini - TAP / IGB | Transmission Trans-Adriatic Pipeline Greece | Transmission Interconnector Greece-Bulgaria Bulgaria | TRA-A-810 | TAP Expansion | Trans Adriatic Pipeline AG | Advanced | Trans-Adriatic Pipeline AG | 2029 | 30
Nea Mesimvria | Transmission Greece | Transmission Trans-Adriatic Pipeline Greece | TRA-A-810 | TAP Expansion | Trans Adriatic Pipeline AG | Advanced | Trans-Adriatic Pipeline AG | 2025 | 5
Nea Mesimvria | Transmission Greece | Transmission Trans-Adriatic Pipeline Greece | TRA-A-810 | TAP Expansion | Trans Adriatic Pipeline AG | Advanced | Trans-Adriatic Pipeline AG | 2029 | 25
H2_IP_HU-SK | Transmission Hungary (HU Hydrogen) | Transmission Slovakia (SK Hydrogen) (SK Center) | H2T-A-835 | SK-HU H2 corridor | eustream, a.s. | Advanced | eustream, a.s. | 2029 | 100
H2_IP_HU-SK | Transmission Slovakia (SK Hydrogen) (SK Center) | Transmission Hungary (HU Hydrogen) | H2T-A-835 | SK-HU H2 corridor | eustream, a.s. | Advanced | eustream, a.s. | 2029 | 100
H2_IP_DE_Lubmin-FI_Aland | Transmission Finland (FI Hydrogen Aland) | Transmission Germany (DE Hydrogen) | H2T-N-849 | FLOW - Making Hydrogen Happen (West) | GASCADE Gastransport GmbH | Less-Advanced | GASCADE Gastransport GmbH | 2029 | 240
H2_IP_DK_Bornholm-DE_Lubmin | NP Send-out Denmark (DK Hydrogen Bornholm Transport) | Transmission Germany (DE Hydrogen) | H2T-N-849 | FLOW - Making Hydrogen Happen (West) | GASCADE Gastransport GmbH | Less-Advanced | GASCADE Gastransport GmbH | 2027 | 18
H2_IP_DK_Bornholm-DE_Lubmin | NP Send-out Denmark (DK Hydrogen Bornholm Transport) | Transmission Germany (DE Hydrogen) | H2T-N-849 | FLOW - Making Hydrogen Happen (West) | GASCADE Gastransport GmbH | Less-Advanced | GASCADE Gastransport GmbH | 2030 | 27.6
H2_IP_DK_Bornholm-DE_Lubmin | NP Send-out Denmark (DK Hydrogen Bornholm Transport) | Transmission Germany (DE Hydrogen) | H2T-N-849 | FLOW - Making Hydrogen Happen (West) | GASCADE Gastransport GmbH | Less-Advanced | GASCADE Gastransport GmbH | 2035 | 74.4
H2_IP_HR-BA | Transmission Croatia (HR Hydrogen) | Transmission Bosnia Herzegovina (BA Hydrogen) | H2T-A-851 | Southern Interconnection BiH/CRO | Gas Production and Transport Company BH-GAS Sarajevo | Advanced | BH Gas d.o.o. | 2027 | 40
H2_IP_HR-BA | Transmission Bosnia Herzegovina (BA Hydrogen) | Transmission Croatia (HR Hydrogen) | H2T-A-851 | Southern Interconnection BiH/CRO | Gas Production and Transport Company BH-GAS Sarajevo | Advanced | BH Gas d.o.o. | 2027 | 40
H2_IP_PL-FI_Aland | Transmission Finland (FI Hydrogen Aland) | Transmission Poland (PL Hydrogen North) | H2T-N-856 | Baltic Sea Hydrogen Collector - tie-in to the Polish system | GAZ-SYSTEM S.A. | Less-Advanced | GAZ-SYSTEM S.A. | 2031 | 504
(Modelling) VIP-TTF-THE-H | Transmission Netherlands (TTF) (fork NL DE) | Transmission Netherlands (TTF) | TRA-F-873 | Additional import at Oude StatenZijl area | Gasunie Transport Services B.V. | FID | Gasunie Transport Services B.V. | 2027 | 271.2
(Modelling) VIP-TTF-THE-H | Transmission Netherlands (TTF) | Transmission Netherlands (TTF) (fork NL DE) | TRA-F-873 | Additional import at Oude StatenZijl area | Gasunie Transport Services B.V. | FID | Gasunie Transport Services B.V. | 2027 | 271.2
H2_IP_DE-NL_Elten | Transmission Netherlands (NL Hydrogen) | Transmission Germany (DE Hydrogen) | H2T-A-876 | IP Elten/Zevenaar - Cologne | Thyssengas GmbH | Advanced | Thyssengas GmbH | 2029 | 76.8
H2_IP_NO-DE_Wilhelmshaven | Transmission Norway (Fork NO h2) | Transmission Germany (DE Hydrogen) | H2T-N-884 | CHE Pipeline | Equinor ASA and Gassco AS | Less-Advanced | Gassco AS | 2030 | 432
CHE pipeline | Transmission Norway (NO Hydrogen) | Transmission Norway (Fork NO h2) | H2T-N-884 | CHE Pipeline | Equinor ASA and Gassco AS | Less-Advanced | Gassco AS | 2030 | 432
(Modelling) Negru Voda Aggregated | Transmission Bulgaria (NGTS) | Transmission Romania | TRA-N-888 | Upgrading GMS Isaccea 3 and GMS Negru Voda 3 | SNTGN Transgaz SA | Less-Advanced | SNTGN Transgaz S.A. | 2028 | 271.1
H2_IP_DE-FR_MosaHYc | Transmission Germany (DE Hydrogen) | Transmission France (FR Hydrogen) | H2T-F-899 | mosaHYc - Mosel Saar Hydrogen Conversion | GRTgaz | FID | GRTgaz | 2027 | 0.9
H2_IP_DE-FR_MosaHYc | Transmission France (FR Hydrogen) | Transmission Germany (DE Hydrogen) | H2T-F-899 | mosaHYc - Mosel Saar Hydrogen Conversion | GRTgaz | FID | GRTgaz | 2027 | 5.5
H2_IP_DE-NL_Vlieghuis | Transmission Netherlands (NL Hydrogen) | Transmission Germany (DE Hydrogen) | H2T-A-906 | Vlieghuis - Ochtrup | Thyssengas GmbH | Advanced | Thyssengas GmbH | 2026 | 16.8
H2_IP_DE-NL_Vlieghuis | Transmission Netherlands (NL Hydrogen) | Transmission Germany (DE Hydrogen) | H2T-A-906 | Vlieghuis - Ochtrup | Thyssengas GmbH | Advanced | Thyssengas GmbH | 2029 | 14.4
H2_IP_HR-BA | Transmission Croatia (HR Hydrogen) | Transmission Bosnia Herzegovina (BA Hydrogen) | H2T-A-910 | Western Interconnection BiH/CRO | Gas Production and Transport Company BH-GAS Sarajevo | Advanced | BH Gas d.o.o. | 2029 | 35
H2_IP_HR-BA | Transmission Bosnia Herzegovina (BA Hydrogen) | Transmission Croatia (HR Hydrogen) | H2T-A-910 | Western Interconnection BiH/CRO | Gas Production and Transport Company BH-GAS Sarajevo | Advanced | BH Gas d.o.o. | 2029 | 35
H2_IP_SE-FI_Aland | Transmission Finland (FI Hydrogen Aland) | Transmission Sweden (SE Hydrogen) | H2T-A-926 | Baltic Sea Hydrogen Collector – Offshore Pipeline [BHC] – Sweden | Nordion Energi AB | Advanced | Nordion Energi AB | 2029 | 504
H2_IP_SE-FI_Aland | Transmission Sweden (SE Hydrogen) | Transmission Finland (FI Hydrogen Aland) | H2T-A-926 | Baltic Sea Hydrogen Collector – Offshore Pipeline [BHC] – Sweden | Nordion Energi AB | Advanced | Nordion Energi AB | 2029 | 504
H2_IP_GR-HUB | Transmission Greece (GR Hydrogen) | Transmission Greece (GR Hydrogen) | H2L-N-932 | Ionian Energy Terminal | Natural Gas Submarine Interconnector Greece-Italy Poseidon S.A. | Less-Advanced | IGI Poseidon S.A. | 2034 | 50
H2_IP_GR-Ionian | Transmission Greece (GR Hydrogen) | Transmission Greece (GR Hydrogen) | H2L-N-932 | Ionian Energy Terminal | Natural Gas Submarine Interconnector Greece-Italy Poseidon S.A. | Less-Advanced | IGI Poseidon S.A. | 2034 | 50
H2_IP_NO-DE_Wilhelmshaven | Transmission Norway (Fork NO h2) | Transmission Germany (DE Hydrogen) | H2T-A-933 | Hyperlink 4-5 Wilhelmshaven - Emsbüren | Gasunie Deutschland Transport Services GmbH | Advanced | Gasunie Deutschland Transport Services GmbH | 2027 | 153.6
Tarvisio (IT) / Arnoldstein (AT) | Transmission Italy (PSV) (Italy Northern Export Fork) | Transmission Austria (CEGH) | TRA-N-954 | TAG Reverse Flow | Trans Austria Gasleitung GmbH | Less-Advanced | TAG GmbH | 2026 | 166.5
Csanadpalota 2 | Transmission Hungary (MGP) | Transmission Romania | TRA-N-959 | Further enlargement of the BG—RO—HU—AT transmission corridor (BRUA) phase 3 | SNTGN Transgaz SA | Less-Advanced | SNTGN Transgaz S.A. | 2027 | 128.73
Csanadpalota 2 | Transmission Romania | Transmission Hungary (MGP) | TRA-N-959 | Further enlargement of the BG—RO—HU—AT transmission corridor (BRUA) phase 3 | SNTGN Transgaz SA | Less-Advanced | SNTGN Transgaz S.A. | 2027 | 128.73
H2_IP_DE-FR_RHYn | Transmission France (FR Hydrogen) | Transmission Germany (DE Hydrogen) | H2T-A-969 | RHYn | GRTgaz | Advanced | GRTgaz | 2029 | 12
Nea Mesimvria | Transmission Greece | Transmission Trans-Adriatic Pipeline Greece | TRA-F-971 | Booster Compressor Station for TAP in Nea Messimvria | DESFA S.A. | FID | DESFA S.A. | 2025 | 5
Nea Mesimvria | Transmission Greece | Transmission Trans-Adriatic Pipeline Greece | TRA-F-971 | Booster Compressor Station for TAP in Nea Messimvria | DESFA S.A. | FID | DESFA S.A. | 2028 | 25
Kulata (BG) / Sidirokastron (GR) | Transmission Bulgaria (NGTS) | Transmission Greece | RET-N-973 | Smartening up the existing GR gas transmission network-SmartSwitch project | DESFA S.A. | Less-Advanced | DESFA S.A. | 2027 | -11.726
Kulata (BG) / Sidirokastron (GR) | Transmission Greece | Transmission Bulgaria (NGTS) | RET-N-973 | Smartening up the existing GR gas transmission network-SmartSwitch project | DESFA S.A. | Less-Advanced | DESFA S.A. | 2027 | -6.48
Tarvisio (IT) / Arnoldstein (AT) | Transmission Austria (CEGH) | Transmission Italy (PSV) (Italy Northern Export Fork) | H2T-A-986 | H2 Readiness of the TAG pipeline system | Trans Austria Gasleitung GmbH | Advanced | TAG GmbH | 2028 | -216
H2_IP_IT-AT | Transmission Italy (PSV) (IB IT h2) | Transmission Austria (AT Hydrogen) | H2T-A-986 | H2 Readiness of the TAG pipeline system | Trans Austria Gasleitung GmbH | Advanced | TAG GmbH | 2029 | 168
H2_IP_IT-AT | Transmission Austria (AT Hydrogen) | Transmission Italy (PSV) (IB IT h2) | H2T-A-986 | H2 Readiness of the TAG pipeline system | Trans Austria Gasleitung GmbH | Advanced | TAG GmbH | 2029 | 126
H2_IP_AT-SK_West | Transmission Slovakia (SK Hydrogen) (SK West) | Transmission Austria (AT Hydrogen) | H2T-A-986 | H2 Readiness of the TAG pipeline system | Trans Austria Gasleitung GmbH | Advanced | TAG GmbH | 2029 | 126
H2_IP_AT-SK_West | Transmission Austria (AT Hydrogen) | Transmission Slovakia (SK Hydrogen) (SK West) | H2T-A-986 | H2 Readiness of the TAG pipeline system | Trans Austria Gasleitung GmbH | Advanced | TAG GmbH | 2029 | 142
H2_IP_DE-FR_MosaHYc | Transmission France (FR Hydrogen) | Transmission Germany (DE Hydrogen) | H2T-A-987 | mosaHYc (Mosel Saar Hydrogen Conversion) - Germany | Creos Deutschland Wasserstoff GmbH | Advanced | Creos Deutschland Wasserstoff GmbH | 2027 | 5.5
H2_IP_DE-FR_MosaHYc | Transmission Germany (DE Hydrogen) | Transmission France (FR Hydrogen) | H2T-A-987 | mosaHYc (Mosel Saar Hydrogen Conversion) - Germany | Creos Deutschland Wasserstoff GmbH | Advanced | Creos Deutschland Wasserstoff GmbH | 2027 | 0.9
Lanžhot ** | Transmission Slovakia | Transmission Czech Republic (VOB) | H2T-A-990 | Czech H2 Backbone SOUTH | NET4GAS, s.r.o. | Advanced | NET4GAS, s.r.o. | 2029 | -565.4
Lanžhot ** | Transmission Czech Republic (VOB) | Transmission Slovakia | H2T-A-990 | Czech H2 Backbone SOUTH | NET4GAS, s.r.o. | Advanced | NET4GAS, s.r.o. | 2029 | -231.4
VIP Waidhaus ** | Transmission Germany (NCG) | Transmission Czech Republic (VOB) | H2T-A-990 | Czech H2 Backbone SOUTH | NET4GAS, s.r.o. | Advanced | NET4GAS, s.r.o. | 2029 | -120
VIP Waidhaus ** | Transmission Czech Republic (VOB) | Transmission Germany (NCG) | H2T-A-990 | Czech H2 Backbone SOUTH | NET4GAS, s.r.o. | Advanced | NET4GAS, s.r.o. | 2029 | -351.5
H2_IP_CZ-SK_Lanzhot | Transmission Slovakia (SK Hydrogen) (SK West) | Transmission Czechia (CZ Hydrogen) | H2T-A-990 | Czech H2 Backbone SOUTH | NET4GAS, s.r.o. | Advanced | NET4GAS, s.r.o. | 2029 | 144
H2_IP_CZ-DE_Waidhaus | Transmission Germany (DE Hydrogen) | Transmission Czechia (CZ Hydrogen) | H2T-A-990 | Czech H2 Backbone SOUTH | NET4GAS, s.r.o. | Advanced | NET4GAS, s.r.o. | 2029 | 144
H2_IP_CZ-DE_Waidhaus | Transmission Czechia (CZ Hydrogen) | Transmission Germany (DE Hydrogen) | H2T-A-990 | Czech H2 Backbone SOUTH | NET4GAS, s.r.o. | Advanced | NET4GAS, s.r.o. | 2029 | 144
H2_IP_DE-NL_Oude | Transmission Netherlands (NL Hydrogen) | Transmission Germany (DE Hydrogen) | H2T-A-1000 | Hyperlink | Gasunie Deutschland Transport Services GmbH | Advanced | Gasunie Deutschland Transport Services GmbH | 2027 | 96
H2_IP_DE-NL_Oude | Transmission Germany (DE Hydrogen) | Transmission Netherlands (NL Hydrogen) | H2T-A-1000 | Hyperlink | Gasunie Deutschland Transport Services GmbH | Advanced | Gasunie Deutschland Transport Services GmbH | 2027 | 96
H2_IP_DK-DE_Ellund | Transmission Denmark (DK Hydrogen) | Transmission Germany (DE Hydrogen) | H2T-A-1001 | Danish-German Hydrogen Network; German Part - HyPerLink Phase III | Gasunie Deutschland Transport Services GmbH | Advanced | Gasunie Deutschland Transport Services GmbH | 2028 | 103.2
H2_IP_DK-DE_Ellund | Transmission Germany (DE Hydrogen) | Transmission Denmark (DK Hydrogen) | H2T-A-1001 | Danish-German Hydrogen Network; German Part - HyPerLink Phase III | Gasunie Deutschland Transport Services GmbH | Advanced | Gasunie Deutschland Transport Services GmbH | 2028 | 103.2
(Modelling) DK <-> DE THE North | Transmission Denmark (Ellund) | Transmission Germany (GASPOOL) | H2T-A-1001 | Danish-German Hydrogen Network; German Part - HyPerLink Phase III | Gasunie Deutschland Transport Services GmbH | Advanced | Gasunie Deutschland Transport Services GmbH | 2028 | -24
(Modelling) DK <-> DE THE North | Transmission Germany (GASPOOL) | Transmission Denmark (Ellund) | H2T-A-1001 | Danish-German Hydrogen Network; German Part - HyPerLink Phase III | Gasunie Deutschland Transport Services GmbH | Advanced | Gasunie Deutschland Transport Services GmbH | 2028 | -65.2
Hať | Transmission Poland (VTP - GAZ-SYSTEM) | Transmission Czech Republic (VOB) | TRA-A-1009 | Czech-Polish Gas Interconnection Bezměrov (CZ) – Hať (CZ/PL Border) | NET4GAS, s.r.o. | Advanced | NET4GAS, s.r.o. | 2027 | 31
Hať | Transmission Czech Republic (VOB) | Transmission Poland (VTP - GAZ-SYSTEM) | TRA-A-1009 | Czech-Polish Gas Interconnection Bezměrov (CZ) – Hať (CZ/PL Border) | NET4GAS, s.r.o. | Advanced | NET4GAS, s.r.o. | 2027 | 31
H2_IP_GR-IT | Transmission Italy (IT Hydrogen) | Transmission Greece (GR Hydrogen) | H2T-N-1017 | H2Poseidon Pipeline | Natural Gas Submarine Interconnector Greece-Italy Poseidon S.A | Less-Advanced | IGI Poseidon S.A. | 2036 | 150
H2_IP_GR-IT | Transmission Greece (GR Hydrogen) | Transmission Italy (IT Hydrogen) | H2T-N-1017 | H2Poseidon Pipeline | Natural Gas Submarine Interconnector Greece-Italy Poseidon S.A | Less-Advanced | IGI Poseidon S.A. | 2034 | 90
H2_IP_GR-IT | Transmission Greece (GR Hydrogen) | Transmission Italy (IT Hydrogen) | H2T-N-1017 | H2Poseidon Pipeline | Natural Gas Submarine Interconnector Greece-Italy Poseidon S.A | Less-Advanced | IGI Poseidon S.A. | 2036 | 60
H2_IP_GR-HUB | Transmission Greece (GR Hydrogen) | Transmission Greece (GR Hydrogen) | H2T-N-1017 | H2Poseidon Pipeline | Natural Gas Submarine Interconnector Greece-Italy Poseidon S.A | Less-Advanced | IGI Poseidon S.A. | 2034 | 90
H2_IP_GR-HUB | Transmission Greece (GR Hydrogen) | Transmission Greece (GR Hydrogen) | H2T-N-1017 | H2Poseidon Pipeline | Natural Gas Submarine Interconnector Greece-Italy Poseidon S.A | Less-Advanced | IGI Poseidon S.A. | 2036 | 60
H2_IP_GR-HUB | Transmission Greece (GR Hydrogen) | Transmission Greece (GR Hydrogen) | H2T-N-1017 | H2Poseidon Pipeline | Natural Gas Submarine Interconnector Greece-Italy Poseidon S.A | Less-Advanced | IGI Poseidon S.A. | 2036 | 150
Cieszyn (PL) / Český Těšín (CZ) | Transmission Poland (VTP - GAZ-SYSTEM) | Transmission Czech Republic (VOB) | TRA-F-1031 | Reverse flow at IP Cieszyn - Polish section | GAZ-SYSTEM S.A. | FID | GAZ-SYSTEM S.A. | 2024 | 10.8
VIP Waidhaus ** | Transmission Czech Republic (VOB) | Transmission Germany (NCG) | H2T-A-1034 | Czech H2 Backbone WEST | NET4GAS,s.r.o. | Advanced | NET4GAS, s.r.o. | 2029 | -319.5
VIP Brandov (N4G) ** | Transmission Czech Republic (VOB) (Brandov) | Transmission Czech Republic (VOB) | H2T-A-1034 | Czech H2 Backbone WEST | NET4GAS,s.r.o. | Advanced | NET4GAS, s.r.o. | 2029 | -902.3
H2_IP_CZ-DE_Deutschneudorf | Transmission Germany (DE Hydrogen) | Transmission Czechia (CZ Hydrogen) | H2T-A-1034 | Czech H2 Backbone WEST | NET4GAS,s.r.o. | Advanced | NET4GAS, s.r.o. | 2029 | 144
H2_IP_CZ-DE_Deutschneudorf | Transmission Czechia (CZ Hydrogen) | Transmission Germany (DE Hydrogen) | H2T-A-1034 | Czech H2 Backbone WEST | NET4GAS,s.r.o. | Advanced | NET4GAS, s.r.o. | 2029 | 144
H2_IP_CZ-DE_Waidhaus | Transmission Germany (DE Hydrogen) | Transmission Czechia (CZ Hydrogen) | H2T-A-1034 | Czech H2 Backbone WEST | NET4GAS,s.r.o. | Advanced | NET4GAS, s.r.o. | 2029 | 144
H2_IP_CZ-DE_Waidhaus | Transmission Czechia (CZ Hydrogen) | Transmission Germany (DE Hydrogen) | H2T-A-1034 | Czech H2 Backbone WEST | NET4GAS,s.r.o. | Advanced | NET4GAS, s.r.o. | 2029 | 144
H2_IP_BE-FR | Transmission Belgium (BE Hydrogen) | Transmission France (FR Hydrogen) | H2T-A-1035 | Franco-Belgian H2 corridor | GRTgaz | Less-Advanced | GRTgaz | 2030 | 36
H2_IP_BE-FR | Transmission France (FR Hydrogen) | Transmission Belgium (BE Hydrogen) | H2T-A-1035 | Franco-Belgian H2 corridor | GRTgaz | Less-Advanced | GRTgaz | 2030 | 36
(Modelling) Blaregnies (BE) / Taisnières (H) (FR) (Segeo/Troll) | Transmission Belgium (H-Zone) | Transmission France (NS1) | H2T-A-1035 | Franco-Belgian H2 corridor | GRTgaz | Less-Advanced | GRTgaz | 2030 | -45
H2_IP_FR_Valenciennes_BE_Mons | Transmission Belgium (BE Hydrogen Mons) | Transmission France (FR Hydrogen Valenciennes) | H2T-A-1035 | Franco-Belgian H2 corridor | GRTgaz | Advanced | GRTgaz | 2028 | 24
H2_IP_FR_Valenciennes_BE_Mons | Transmission France (FR Hydrogen Valenciennes) | Transmission Belgium (BE Hydrogen Mons) | H2T-A-1035 | Franco-Belgian H2 corridor | GRTgaz | Advanced | GRTgaz | 2028 | 24
H2_IP_FRN_BE | Transmission Belgium (BE Hydrogen) | Transmission France (FR Hydrogen North) | H2T-A-1035 | Franco-Belgian H2 corridor | GRTgaz | Less-Advanced | GRTgaz | 2034 | 48
H2_IP_FRN_BE | Transmission France (FR Hydrogen North) | Transmission Belgium (BE Hydrogen) | H2T-A-1035 | Franco-Belgian H2 corridor | GRTgaz | Less-Advanced | GRTgaz | 2034 | 48
H2_IP_DE-NL_Oude | Transmission Netherlands (NL Hydrogen) | Transmission Germany (DE Hydrogen) | H2T-A-1037 | H2ercules Network North | Open Grid Europe GmbH | Advanced | Open Grid Europe GmbH | 2027 | 96
H2_IP_DE-NL_Oude | Transmission Germany (DE Hydrogen) | Transmission Netherlands (NL Hydrogen) | H2T-A-1037 | H2ercules Network North | Open Grid Europe GmbH | Advanced | Open Grid Europe GmbH | 2027 | 96
H2_IP_NO-DE_Wilhelmshaven | Transmission Norway (Fork NO h2) | Transmission Germany (DE Hydrogen) | H2T-A-1037 | H2ercules Network North | Open Grid Europe GmbH | Advanced | Open Grid Europe GmbH | 2029 | 432
H2e_NP_DE | NP Send-out Germany (DE Hydrogen Electrolysis) | NP Send-out Germany (DE Hydrogen Transport) | H2T-A-1037 | H2ercules Network North | Open Grid Europe GmbH | Advanced | Open Grid Europe GmbH | 2027 | 136
H2_IP_BE-DE_Eynatten | Transmission Belgium (BE Hydrogen) | Transmission Germany (DE Hydrogen) | H2T-A-1038 | H2ercules Network West | Open Grid Europe GmbH | Advanced | Open Grid Europe GmbH | 2028 | 91.2
H2_IP_BE-DE_Eynatten | Transmission Germany (DE Hydrogen) | Transmission Belgium (BE Hydrogen) | H2T-A-1038 | H2ercules Network West | Open Grid Europe GmbH | Advanced | Open Grid Europe GmbH | 2028 | 91.2
H2_IP_DE_Medelsheim-FR_Obergailbach | Transmission France (FR Hydrogen) | Transmission Germany (DE Hydrogen) | H2T-A-1052 | H2ercules Network South-West | Open Grid Europe GmbH, GRTgaz Deutschland GmbH | Advanced | Open Grid Europe GmbH | 2029 | 192
H2_IP_DE_Medelsheim-FR_Obergailbach | Transmission Germany (DE Hydrogen) | Transmission France (FR Hydrogen) | H2T-A-1052 | H2ercules Network South-West | Open Grid Europe GmbH, GRTgaz Deutschland GmbH | Advanced | Open Grid Europe GmbH | 2029 | 192
H2_IP_CZ-DE_Waidhaus | Transmission Czechia (CZ Hydrogen) | Transmission Germany (DE Hydrogen) | H2T-A-1055 | H2ercules Network South-East | Open Grid Europe GmbH; GRTgaz Deutschland GmbH | Advanced | Open Grid Europe GmbH | 2029 | 144
H2_IP_CZ-DE_Waidhaus | Transmission Germany (DE Hydrogen) | Transmission Czechia (CZ Hydrogen) | H2T-A-1055 | H2ercules Network South-East | Open Grid Europe GmbH; GRTgaz Deutschland GmbH | Advanced | Open Grid Europe GmbH | 2029 | 144
Dravaszerdahely | Transmission Hungary (MGP) | Transmission Croatia | TRA-N-1058 | LNG Evacuation Pipeline Kozarac-Slobodnica | Plinacro Ltd | Less-Advanced | Plinacro Ltd | 2030 | 91
Dravaszerdahely | Transmission Croatia | Transmission Hungary (MGP) | TRA-N-1058 | LNG Evacuation Pipeline Kozarac-Slobodnica | Plinacro Ltd | Less-Advanced | Plinacro Ltd | 2030 | 66
Gela (Italy) SRG-MTGP (Malta) Interconnection Point | Transmission Italy (PSV) (Italy Southern Import Fork) | Transmission Malta | TRA-N-1063 | Export to Malta | Snam Rete Gas S.p.A. | Less-Advanced | Snam Rete Gas S.p.A. | 2028 | 54
H2_IP_HU-UA | Transmission Ukraine (UA Hydrogen) | Transmission Hungary (HU Hydrogen) | H2T-A-1065 | UAHU hydrogen corridor | FGSZ Ltd. | Advanced | FGSZ Ltd. | 2029 | 100
H2_IP_HU-UA | Transmission Hungary (HU Hydrogen) | Transmission Ukraine (UA Hydrogen) | H2T-A-1065 | UAHU hydrogen corridor | FGSZ Ltd. | Advanced | FGSZ Ltd. | 2029 | 25
H2_IP_DE-NL_Vreden | Transmission Netherlands (NL Hydrogen) | Transmission Germany (DE Hydrogen) | H2T-A-1075 | H2ercules Network North-West | Open Grid Europe GmbH | Advanced | Open Grid Europe GmbH | 2029 | 76.8
H2_IP_DE-NL_Vreden | Transmission Germany (DE Hydrogen) | Transmission Netherlands (NL Hydrogen) | H2T-A-1075 | H2ercules Network North-West | Open Grid Europe GmbH | Advanced | Open Grid Europe GmbH | 2029 | 76.8
East Med / Peloponnesus (GR) | Transmission East Med Greece | Transmission Greece | H2T-A-1091 | Connection of DESFA's transmission system with East Med pipeline | DESFA S.A. | Advanced | DESFA S.A. | 2027 | 90
H2_IP_GR-HUB | Transmission Greece (GR Hydrogen) | Transmission Greece (GR Hydrogen) | H2T-A-1091 | Connection of DESFA's transmission system with East Med pipeline | DESFA S.A. | Less-Advanced | DESFA S.A. | 2036 | 30
H2_IP_GR-HUB | Transmission Greece (GR Hydrogen) | Transmission Greece (GR Hydrogen) | H2T-A-1091 | Connection of DESFA's transmission system with East Med pipeline | DESFA S.A. | Less-Advanced | DESFA S.A. | 2036 | 30
H2_IP_GR-MEGA | Transmission Greece (GR Hydrogen) | Transmission Greece (GR Hydrogen) | H2T-A-1091 | Connection of DESFA's transmission system with East Med pipeline | DESFA S.A. | Less-Advanced | DESFA S.A. | 2036 | 30
H2_IP_GR-MEGA | Transmission Greece (GR Hydrogen) | Transmission Greece (GR Hydrogen) | H2T-A-1091 | Connection of DESFA's transmission system with East Med pipeline | DESFA S.A. | Less-Advanced | DESFA S.A. | 2036 | 30
(Modelling) Wallbach | Transmission Germany (NCG) | Transmission Switzerland | TRA-F-1095 | TENP Security of Supply plus | Fluxys TENP GmbH & Open Grid Europe GmbH | FID | Fluxys TENP GmbH | 2025 | 69.6
H2_IP_DE-FR_RHYn | Transmission France (FR Hydrogen) | Transmission Germany (DE Hydrogen) | H2T-A-1096 | RHYn Interco | terranets bw GmbH | Advanced | terranets bw GmbH | 2029 | 12
H2_IP_FI-EE | Transmission Finland (FI Hydrogen South) | Transmission Estonia (EE Hydrogen) | H2T-N-1122 | Nordic-Baltic Hydrogen Corridor - EE section | Elering AS | Less-Advanced | Elering AS | 2029 | 200
H2_IP_FI-EE | Transmission Estonia (EE Hydrogen) | Transmission Finland (FI Hydrogen South) | H2T-N-1122 | Nordic-Baltic Hydrogen Corridor - EE section | Elering AS | Less-Advanced | Elering AS | 2029 | 100
H2_IP_EE-LV | Transmission Latvia (LV Hydrogen) | Transmission Estonia (EE Hydrogen) | H2T-N-1122 | Nordic-Baltic Hydrogen Corridor - EE section | Elering AS | Less-Advanced | Elering AS | 2029 | 100
H2_IP_EE-LV | Transmission Estonia (EE Hydrogen) | Transmission Latvia (LV Hydrogen) | H2T-N-1122 | Nordic-Baltic Hydrogen Corridor - EE section | Elering AS | Less-Advanced | Elering AS | 2029 | 200
(Modelling) Negru Voda Aggregated | Transmission Bulgaria (NGTS) | Transmission Romania | TRA-N-1124 | Capacity increase from Bulgaria to Romania (Rupcha-Vetrino Looping) | Bulgartransgaz EAD | Less-Advanced | Bulgartransgaz EAD | 2027 | 137.15
Kulata (BG) / Sidirokastron (GR) | Transmission Greece | Transmission Bulgaria (NGTS) | TRA-N-1131 | Reinforcement of NNGTS - South section | DESFA S.A. | Less-Advanced | DESFA S.A. | 2027 | 35.4
Kulata (BG) / Sidirokastron (GR) | Transmission Greece | Transmission Bulgaria (NGTS) | TRA-N-1131 | Reinforcement of NNGTS - South section | DESFA S.A. | Less-Advanced | DESFA S.A. | 2028 | 68
H2_IP_FI-SE | Transmission Sweden (SE Hydrogen) | Transmission Finland (FI Hydrogen North) | H2T-A-1136 | Nordic Hydrogen Route – Bothnian Bay – Finnish section - Pipeline | Gasgrid Finland Oy | Advanced | Gasgrid Finland Oy | 2029 | 162
H2_IP_FI-SE | Transmission Finland (FI Hydrogen North) | Transmission Sweden (SE Hydrogen) | H2T-A-1136 | Nordic Hydrogen Route – Bothnian Bay – Finnish section - Pipeline | Gasgrid Finland Oy | Advanced | Gasgrid Finland Oy | 2029 | 162
H2_IP_UA_SK_East | Transmission Ukraine (UA Hydrogen) | Transmission Slovakia (SK Hydrogen) (SK East) | H2T-A-1137 | Central European Hydrogen Corridor (UKR part) | LLC Gas TSO of Ukraine | Advanced | LLC Gas TSO of Ukraine | 2029 | 144
Kulata (BG) / Sidirokastron (GR) | Transmission Greece | Transmission Bulgaria (NGTS) | TRA-N-1140 | Technical capacity increase of gas transmission from GR to BG | Bulgartransgaz EAD | Less-Advanced | Bulgartransgaz EAD | 2026 | 35.4
Kulata (BG) / Sidirokastron (GR) | Transmission Greece | Transmission Bulgaria (NGTS) | TRA-N-1140 | Technical capacity increase of gas transmission from GR to BG | Bulgartransgaz EAD | Less-Advanced | Bulgartransgaz EAD | 2029 | 69
Hať | Transmission Czech Republic (VOB) | Transmission Poland (VTP - GAZ-SYSTEM) | TRA-A-1141 | Czech-Polish Gas Interconnection - PL section | GAZ-SYSTEM S.A. | Advanced | GAZ-SYSTEM S.A. | 2028 | 31
Hať | Transmission Poland (VTP - GAZ-SYSTEM) | Transmission Czech Republic (VOB) | TRA-A-1141 | Czech-Polish Gas Interconnection - PL section | GAZ-SYSTEM S.A. | Advanced | GAZ-SYSTEM S.A. | 2028 | 31
Vyrava | Transmission Poland (VTP - GAZ-SYSTEM) | Transmission Slovakia | TRA-N-1143 | Capacity intensification of the Poland – Slovak Interconnector | eustream | Less-Advanced | eustream, a.s. | 2027 | 168
Vyrava | Transmission Slovakia | Transmission Poland (VTP - GAZ-SYSTEM) | TRA-N-1143 | Capacity intensification of the Poland – Slovak Interconnector | eustream | Less-Advanced | eustream, a.s. | 2028 | 142
H2_IP_LT-PL | Transmission Lithuania (LT Hydrogen) | Transmission Poland (PL Hydrogen nordic baltic corridor) | H2T-A-1144 | Nordic-Baltic Hydrogen Corridor - PL section | GAZ-SYSTEM S.A. | Advanced | GAZ-SYSTEM S.A. | 2029 | 200
H2_IP_LT-PL | Transmission Lithuania (LT Hydrogen) | Transmission Poland (PL Hydrogen nordic baltic corridor) | H2T-A-1144 | Nordic-Baltic Hydrogen Corridor - PL section | GAZ-SYSTEM S.A. | Advanced | GAZ-SYSTEM S.A. | 2029 | 100
H2_IP_DE-PL_NordicBalticCorridor | Transmission Germany (DE Hydrogen) | Transmission Poland (PL Hydrogen nordic baltic corridor) | H2T-A-1144 | Nordic-Baltic Hydrogen Corridor - PL section | GAZ-SYSTEM S.A. | Advanced | GAZ-SYSTEM S.A. | 2029 | 100
H2_IP_DE-PL_NordicBalticCorridor | Transmission Poland (PL Hydrogen nordic baltic corridor) | Transmission Germany (DE Hydrogen) | H2T-A-1144 | Nordic-Baltic Hydrogen Corridor - PL section | GAZ-SYSTEM S.A. | Advanced | GAZ-SYSTEM S.A. | 2029 | 200
Tarvisio (IT) / Arnoldstein (AT) | Transmission Italy (PSV) (Italy Northern Export Fork) | Transmission Austria (CEGH) | TRA-F-1145 | Export enhancements phase 1 | Snam Rete Gas S.p.A. | FID | Snam Rete Gas S.p.A. | 2024 | 65
Tarvisio (IT) / Arnoldstein (AT) | Transmission Italy (PSV) (Italy Northern Export Fork) | Transmission Austria (CEGH) | TRA-F-1145 | Export enhancements phase 1 | Snam Rete Gas S.p.A. | FID | Snam Rete Gas S.p.A. | 2026 | 174
H2_IP_ES_FR_South | Transmission France (FR Hydrogen South) | Transmission Spain (ES Hydrogen) | H2T-A-1149 | Spanish Hydrogen Backbone 2030 | Enagás Infraestructuras de Hidrógeno | Advanced | Enagas Infraestructuras de Hidrógeno | 2029 | 216
H2_IP_ES_FR_South | Transmission Spain (ES Hydrogen) | Transmission France (FR Hydrogen South) | H2T-A-1149 | Spanish Hydrogen Backbone 2030 | Enagás Infraestructuras de Hidrógeno | Advanced | Enagas Infraestructuras de Hidrógeno | 2029 | 216
H2_IP_PT_ES | Transmission Portugal (PT Hydrogen) | Transmission Spain (ES Hydrogen) | H2T-A-1149 | Spanish Hydrogen Backbone 2030 | Enagás Infraestructuras de Hidrógeno | Advanced | Enagas Infraestructuras de Hidrógeno | 2029 | 81
H2_IP_PT_ES | Transmission Spain (ES Hydrogen) | Transmission Portugal (PT Hydrogen) | H2T-A-1149 | Spanish Hydrogen Backbone 2030 | Enagás Infraestructuras de Hidrógeno | Advanced | Enagas Infraestructuras de Hidrógeno | 2029 | 81
H2_IP_ES_FR_South | Transmission Spain (ES Hydrogen) | Transmission France (FR Hydrogen South) | H2T-N-1151 | H2Med-BarMar | Enagás Infraestructuras de Hidrógeno/Terega/GRTgaz/Open Grid Europe | Less-Advanced | GRTgaz | 2029 | 216
H2_IP_ES_FR_South | Transmission France (FR Hydrogen South) | Transmission Spain (ES Hydrogen) | H2T-N-1151 | H2Med-BarMar | Enagás Infraestructuras de Hidrógeno/Terega/GRTgaz/Open Grid Europe | Less-Advanced | GRTgaz | 2029 | 216
Dravaszerdahely | Transmission Hungary (MGP) | Transmission Croatia | RET-N-1155 | Gas system retrofitting for 100% H2 future capability | PLINACRO Ltd. | Less-Advanced | Plinacro Ltd | 2030 | -6.46
Dravaszerdahely | Transmission Croatia | Transmission Hungary (MGP) | RET-N-1155 | Gas system retrofitting for 100% H2 future capability | PLINACRO Ltd. | Less-Advanced | Plinacro Ltd | 2030 | -6.46
Rogatec | Transmission Slovenia | Transmission Croatia | RET-N-1155 | Gas system retrofitting for 100% H2 future capability | PLINACRO Ltd. | Less-Advanced | Plinacro Ltd | 2030 | -20.25
Rogatec | Transmission Croatia | Transmission Slovenia | RET-N-1155 | Gas system retrofitting for 100% H2 future capability | PLINACRO Ltd. | Less-Advanced | Plinacro Ltd | 2030 | -20.25
H2_IP_HR-HU | Transmission Hungary (HU Hydrogen) | Transmission Croatia (HR Hydrogen) | RET-N-1155 | Gas system retrofitting for 100% H2 future capability | PLINACRO Ltd. | Less-Advanced | Plinacro Ltd | 2030 | 5.17
H2_IP_HR-HU | Transmission Croatia (HR Hydrogen) | Transmission Hungary (HU Hydrogen) | RET-N-1155 | Gas system retrofitting for 100% H2 future capability | PLINACRO Ltd. | Less-Advanced | Plinacro Ltd | 2030 | 5.17
H2_IP_HR-SI | Transmission Slovenia (SI Hydrogen) | Transmission Croatia (HR Hydrogen) | RET-N-1155 | Gas system retrofitting for 100% H2 future capability | PLINACRO Ltd. | Less-Advanced | Plinacro Ltd | 2030 | 16.2
H2_IP_HR-SI | Transmission Croatia (HR Hydrogen) | Transmission Slovenia (SI Hydrogen) | RET-N-1155 | Gas system retrofitting for 100% H2 future capability | PLINACRO Ltd. | Less-Advanced | Plinacro Ltd | 2030 | 16.2
H2_IP_PT_ES | Transmission Spain (ES Hydrogen) | Transmission Portugal (PT Hydrogen) | H2T-A-1156 | H2Med/CelZa | REN - Gasodutos, S.A. | Advanced | REN - Gasodutos, S.A. | 2029 | 81
H2_IP_PT_ES | Transmission Portugal (PT Hydrogen) | Transmission Spain (ES Hydrogen) | H2T-A-1156 | H2Med/CelZa | REN - Gasodutos, S.A. | Advanced | REN - Gasodutos, S.A. | 2029 | 81
H2_IP_FI-SE | Transmission Finland (FI Hydrogen North) | Transmission Sweden (SE Hydrogen) | H2T-A-1171 | Nordic Hydrogen Route - Bothnian Bay- Swedish section - Pipeline | Nordion Energi AB | Advanced | Nordion Energi AB | 2029 | 162
H2_IP_FI-SE | Transmission Sweden (SE Hydrogen) | Transmission Finland (FI Hydrogen North) | H2T-A-1171 | Nordic Hydrogen Route - Bothnian Bay- Swedish section - Pipeline | Nordion Energi AB | Advanced | Nordion Energi AB | 2029 | 162
(Modelling) MAPs THE-North | Transmission Germany (NCG) | Transmission Germany (GASPOOL) | H2T-N-1179 | Edesbüttel - Bobbau | GASCADE Gastransport GmbH | Less-Advanced | GASCADE Gastransport GmbH | 2029 | 360
(Modelling) MAPs THE-North | Transmission Germany (GASPOOL) | Transmission Germany (NCG) | H2T-N-1179 | Edesbüttel - Bobbau | GASCADE Gastransport GmbH | Less-Advanced | GASCADE Gastransport GmbH | 2029 | 360
H2_IP_FR-LU | Transmission Luxemburg (LU Hydrogen) | Transmission France (FR Hydrogen) | H2T-N-1187 | HY4Link (FR) | GRTgaz | Less-Advanced | GRTgaz | 2030 | 41
H2_IP_FR-LU | Transmission France (FR Hydrogen) | Transmission Luxemburg (LU Hydrogen) | H2T-N-1187 | HY4Link (FR) | GRTgaz | Less-Advanced | GRTgaz | 2030 | 41
Melendugno - IT / TAP | Transmission Trans-Adriatic Pipeline Albania | Transmission Italy (PSV) (Southern Projects) | TRA-N-1195 | Matagiola - Massafra pipeline | Snam Rete Gas S.p.A. | Less-Advanced | Snam Rete Gas S.p.A. | 2030 | 100
H2_IP_IT-AT | Transmission Austria (AT Hydrogen) | Transmission Italy (PSV) (IB IT h2) | H2T-A-1205 | Italian H2 Backbone | Snam Rete Gas S.p.A. | Advanced | Snam Rete Gas S.p.A. | 2029 | 168
H2_IP_IT-AT | Transmission Italy (PSV) (IB IT h2) | Transmission Austria (AT Hydrogen) | H2T-A-1205 | Italian H2 Backbone | Snam Rete Gas S.p.A. | Advanced | Snam Rete Gas S.p.A. | 2029 | 168
H2_IP_IT-CH | Transmission Switzerland (CH Hydrogen) | Transmission Italy (PSV) (IB IT h2) | H2T-A-1205 | Italian H2 Backbone | Snam Rete Gas S.p.A. | Advanced | Snam Rete Gas S.p.A. | 2029 | 88
H2_IP_IT-CH | Transmission Italy (PSV) (IB IT h2) | Transmission Switzerland (CH Hydrogen) | H2T-A-1205 | Italian H2 Backbone | Snam Rete Gas S.p.A. | Advanced | Snam Rete Gas S.p.A. | 2029 | 88
H2 Italy Northern Export Fork | Transmission Italy (IT Hydrogen) | Transmission Italy (PSV) (IB IT h2) | H2T-A-1205 | Italian H2 Backbone | Snam Rete Gas S.p.A. | Advanced | Snam Rete Gas S.p.A. | 2029 | 200
H2_IP_HU-SK | Transmission Slovakia (SK Hydrogen) (SK Center) | Transmission Hungary (HU Hydrogen) | H2T-A-1206 | HU/SK hydrogen corridor | FGSZ Ltd. | Advanced | FGSZ Ltd. | 2029 | 100
H2_IP_HU-SK | Transmission Hungary (HU Hydrogen) | Transmission Slovakia (SK Hydrogen) (SK Center) | H2T-A-1206 | HU/SK hydrogen corridor | FGSZ Ltd. | Advanced | FGSZ Ltd. | 2029 | 100
Balassagyarmat (HU) / Velké Zlievce (SK) | Transmission Hungary (MGP) | Transmission Slovakia | TRA-N-1235 | Firm transmission capacity increase at the IP Veľké Zlievce | eustream,a.s. | Less-Advanced | eustream, a.s. | 2026 | 102.2
Balassagyarmat (HU) / Velké Zlievce (SK) | Transmission Slovakia | Transmission Hungary (MGP) | TRA-N-1235 | Firm transmission capacity increase at the IP Veľké Zlievce | eustream,a.s. | Less-Advanced | eustream, a.s. | 2026 | 25.4
H2_IP_DK-DE_Ellund | Transmission Germany (DE Hydrogen) | Transmission Denmark (DK Hydrogen) | H2T-A-1236 | DK Hydrogen Pipeline, West DK Hydrogen System | Energinet | Advanced | Energinet | 2028 | 103.2
H2_IP_DK-DE_Ellund | Transmission Denmark (DK Hydrogen) | Transmission Germany (DE Hydrogen) | H2T-A-1236 | DK Hydrogen Pipeline, West DK Hydrogen System | Energinet | Advanced | Energinet | 2028 | 103.2
VIP DK-THE | Transmission Denmark (Ellund) | Transmission Denmark | H2T-A-1236 | DK Hydrogen Pipeline, West DK Hydrogen System | Energinet | Advanced | Energinet | 2028 | -71
VIP DK-THE | Transmission Denmark | Transmission Denmark (Ellund) | H2T-A-1236 | DK Hydrogen Pipeline, West DK Hydrogen System | Energinet | Advanced | Energinet | 2028 | -71
Rogatec | Transmission Slovenia | Transmission Croatia | H2T-N-1237 | Croatia-Slovenia-Austria H2 corridor | Plinovodi d.o.o. | Less-Advanced | Plinovodi d.o.o. | 2035 | -14.9
Murfeld (AT) / Ceršak (SI) | Transmission Austria (CEGH) | Transmission Slovenia | H2T-N-1237 | Croatia-Slovenia-Austria H2 corridor | Plinovodi d.o.o. | Less-Advanced | Plinovodi d.o.o. | 2035 | -62.9
H2_IP_HR-SI | Transmission Croatia (HR Hydrogen) | Transmission Slovenia (SI Hydrogen) | H2T-N-1237 | Croatia-Slovenia-Austria H2 corridor | Plinovodi d.o.o. | Less-Advanced | Plinovodi d.o.o. | 2035 | 60
H2_IP_HR-SI | Transmission Slovenia (SI Hydrogen) | Transmission Croatia (HR Hydrogen) | H2T-N-1237 | Croatia-Slovenia-Austria H2 corridor | Plinovodi d.o.o. | Less-Advanced | Plinovodi d.o.o. | 2035 | 60
H2_IP_SI-AT | Transmission Austria (AT Hydrogen) | Transmission Slovenia (SI Hydrogen) | H2T-N-1237 | Croatia-Slovenia-Austria H2 corridor | Plinovodi d.o.o. | Less-Advanced | Plinovodi d.o.o. | 2035 | 60
H2_IP_SI-AT | Transmission Slovenia (SI Hydrogen) | Transmission Austria (AT Hydrogen) | H2T-N-1237 | Croatia-Slovenia-Austria H2 corridor | Plinovodi d.o.o. | Less-Advanced | Plinovodi d.o.o. | 2035 | 60
H2_IP_LV-LT | Transmission Latvia (LV Hydrogen) | Transmission Lithuania (LT Hydrogen) | H2T-N-1239 | Nordic-Baltic Hydrogen Corridor - LT section | AB Amber Grid | Less-Advanced | AB Amber Grid | 2029 | 200
H2_IP_LV-LT | Transmission Lithuania (LT Hydrogen) | Transmission Latvia (LV Hydrogen) | H2T-N-1239 | Nordic-Baltic Hydrogen Corridor - LT section | AB Amber Grid | Less-Advanced | AB Amber Grid | 2029 | 100
H2_IP_LT-PL | Transmission Poland (PL Hydrogen nordic baltic corridor) | Transmission Lithuania (LT Hydrogen) | H2T-N-1239 | Nordic-Baltic Hydrogen Corridor - LT section | AB Amber Grid | Less-Advanced | AB Amber Grid | 2029 | 100
H2_IP_LT-PL | Transmission Lithuania (LT Hydrogen) | Transmission Poland (PL Hydrogen nordic baltic corridor) | H2T-N-1239 | Nordic-Baltic Hydrogen Corridor - LT section | AB Amber Grid | Less-Advanced | AB Amber Grid | 2029 | 200
Lanžhot ** | Transmission Slovakia | Transmission Czech Republic (VOB) | H2T-N-1251 | Czech H2 Backbone NORTH | NET4GAS, s.r.o. | Less-Advanced | NET4GAS, s.r.o. | 2029 | -580.4
Lanžhot ** | Transmission Czech Republic (VOB) | Transmission Slovakia | H2T-N-1251 | Czech H2 Backbone NORTH | NET4GAS, s.r.o. | Less-Advanced | NET4GAS, s.r.o. | 2029 | -249.4
VIP Brandov (N4G) ** | Transmission Czech Republic (VOB) (Brandov) | Transmission Czech Republic (VOB) | H2T-N-1251 | Czech H2 Backbone NORTH | NET4GAS, s.r.o. | Less-Advanced | NET4GAS, s.r.o. | 2029 | -1448.3
VIP Brandov (N4G) ** | Transmission Czech Republic (VOB) | Transmission Czech Republic (VOB) (Brandov) | H2T-N-1251 | Czech H2 Backbone NORTH | NET4GAS, s.r.o. | Less-Advanced | NET4GAS, s.r.o. | 2029 | -77.7
H2_IP_CZ-SK_Lanzhot | Transmission Slovakia (SK Hydrogen) (SK West) | Transmission Czechia (CZ Hydrogen) | H2T-N-1251 | Czech H2 Backbone NORTH | NET4GAS, s.r.o. | Less-Advanced | NET4GAS, s.r.o. | 2029 | 144
H2_IP_CZ-SK_Lanzhot | Transmission Czechia (CZ Hydrogen) | Transmission Slovakia (SK Hydrogen) (SK West) | H2T-N-1251 | Czech H2 Backbone NORTH | NET4GAS, s.r.o. | Less-Advanced | NET4GAS, s.r.o. | 2029 | 144
H2_IP_CZ-DE_Deutschneudorf | Transmission Germany (DE Hydrogen) | Transmission Czechia (CZ Hydrogen) | H2T-N-1251 | Czech H2 Backbone NORTH | NET4GAS, s.r.o. | Less-Advanced | NET4GAS, s.r.o. | 2029 | 144
H2_IP_CZ-DE_Deutschneudorf | Transmission Czechia (CZ Hydrogen) | Transmission Germany (DE Hydrogen) | H2T-N-1251 | Czech H2 Backbone NORTH | NET4GAS, s.r.o. | Less-Advanced | NET4GAS, s.r.o. | 2029 | 144
H2_IP_HR-HU | Transmission Hungary (HU Hydrogen) | Transmission Croatia (HR Hydrogen) | H2T-N-1255 | H2 repurposing interconnection HR-HU | PLINACRO Ltd. | Less-Advanced | Plinacro Ltd | 2040 | 135
H2_IP_HR-HU | Transmission Croatia (HR Hydrogen) | Transmission Hungary (HU Hydrogen) | H2T-N-1255 | H2 repurposing interconnection HR-HU | PLINACRO Ltd. | Less-Advanced | Plinacro Ltd | 2040 | 135
Cieszyn (PL) / Český Těšín (CZ) | Transmission Poland (VTP - GAZ-SYSTEM) | Transmission Czech Republic (VOB) | TRA-N-1260 | Reverse Flow at IP Cieszyn | NET4GAS, s.r.o. | Less-Advanced | NET4GAS, s.r.o. | 2028 | 10.8
Lanžhot | Transmission Czech Republic (VOB) | Transmission Slovakia | H2T-A-1264 | Slovak Hydrogen Backbone | eustream,a.s. | Advanced | eustream, a.s. | 2029 | -218.4
Lanžhot | Transmission Slovakia | Transmission Czech Republic (VOB) | H2T-A-1264 | Slovak Hydrogen Backbone | eustream,a.s. | Advanced | eustream, a.s. | 2029 | -265.2
Baumgarten | Transmission Slovakia | Transmission Austria (CEGH) | H2T-A-1264 | Slovak Hydrogen Backbone | eustream,a.s. | Advanced | eustream, a.s. | 2029 | -104
H2_IP_AT-SK_West | Transmission Austria (AT Hydrogen) | Transmission Slovakia (SK Hydrogen) (SK West) | H2T-A-1264 | Slovak Hydrogen Backbone | eustream,a.s. | Advanced | eustream, a.s. | 2029 | 144
H2_IP_AT-SK_West | Transmission Slovakia (SK Hydrogen) (SK West) | Transmission Austria (AT Hydrogen) | H2T-A-1264 | Slovak Hydrogen Backbone | eustream,a.s. | Advanced | eustream, a.s. | 2029 | 144
H2_IP_CZ-SK_Lanzhot | Transmission Czechia (CZ Hydrogen) | Transmission Slovakia (SK Hydrogen) (SK West) | H2T-A-1264 | Slovak Hydrogen Backbone | eustream,a.s. | Advanced | eustream, a.s. | 2029 | 144
H2_IP_CZ-SK_Lanzhot | Transmission Slovakia (SK Hydrogen) (SK West) | Transmission Czechia (CZ Hydrogen) | H2T-A-1264 | Slovak Hydrogen Backbone | eustream,a.s. | Advanced | eustream, a.s. | 2029 | 144
H2_IP_UA_SK_East | Transmission Ukraine (UA Hydrogen) | Transmission Slovakia (SK Hydrogen) (SK East) | H2T-A-1264 | Slovak Hydrogen Backbone | eustream,a.s. | Advanced | eustream, a.s. | 2029 | 144
H2_IP_UA_SK_East | Transmission Slovakia (SK Hydrogen) (SK East) | Transmission Ukraine (UA Hydrogen) | H2T-A-1264 | Slovak Hydrogen Backbone | eustream,a.s. | Advanced | eustream, a.s. | 2029 | 144
(Modelling) Blaregnies (BE) / Taisnières (H) (FR) (Segeo/Troll) | Transmission Belgium (H-Zone) | Transmission France (NS1) | OTH-A-1269 | Belgian CO2 Transmission Facilities | Fluxys Belgium | Less-Advanced | Fluxys Belgium | 2030 | -240
H2_IP_HR-HU | Transmission Hungary (HU Hydrogen) | Transmission Croatia (HR Hydrogen) | H2T-N-1274 | H2 backbone Croatia - North | Plinacro Ltd. | Less-Advanced | Plinacro Ltd | 2040 | 135
H2_IP_HR-HU | Transmission Croatia (HR Hydrogen) | Transmission Hungary (HU Hydrogen) | H2T-N-1274 | H2 backbone Croatia - North | Plinacro Ltd. | Less-Advanced | Plinacro Ltd | 2040 | 135
H2_IP_HR-SI | Transmission Slovenia (SI Hydrogen) | Transmission Croatia (HR Hydrogen) | H2T-N-1274 | H2 backbone Croatia - North | Plinacro Ltd. | Less-Advanced | Plinacro Ltd | 2040 | 95
H2_IP_HR-SI | Transmission Croatia (HR Hydrogen) | Transmission Slovenia (SI Hydrogen) | H2T-N-1274 | H2 backbone Croatia - North | Plinacro Ltd. | Less-Advanced | Plinacro Ltd | 2040 | 95
Nea Mesimvria | Transmission Trans-Adriatic Pipeline Greece | Transmission Greece | TRA-F-1278 | Compressor station at Ambelia | DESFA S.A. | FID | DESFA S.A. | 2024 | 27.4
H2_IP_LV-LT | Transmission Lithuania (LT Hydrogen) | Transmission Latvia (LV Hydrogen) | H2T-A-1280 | Nordic-Baltic Hydrogen Corridor - LV section | Conexus Baltic Grid, JSC | Advanced | Conexus Baltic Grid | 2029 | 100
H2_IP_LV-LT | Transmission Latvia (LV Hydrogen) | Transmission Lithuania (LT Hydrogen) | H2T-A-1280 | Nordic-Baltic Hydrogen Corridor - LV section | Conexus Baltic Grid, JSC | Advanced | Conexus Baltic Grid | 2029 | 200
H2_IP_EE-LV | Transmission Estonia (EE Hydrogen) | Transmission Latvia (LV Hydrogen) | H2T-A-1280 | Nordic-Baltic Hydrogen Corridor - LV section | Conexus Baltic Grid, JSC | Advanced | Conexus Baltic Grid | 2029 | 200
H2_IP_EE-LV | Transmission Latvia (LV Hydrogen) | Transmission Estonia (EE Hydrogen) | H2T-A-1280 | Nordic-Baltic Hydrogen Corridor - LV section | Conexus Baltic Grid, JSC | Advanced | Conexus Baltic Grid | 2029 | 100
H2_IP_SI-HU | Transmission Slovenia (SI Hydrogen) | Transmission Hungary (HU Hydrogen) | H2T-N-1281 | HUSI hydrogen corridor | FGSZ Ltd. | Less-Advanced | FGSZ Ltd. | 2035 | 30
H2_IP_SI-HU | Transmission Hungary (HU Hydrogen) | Transmission Slovenia (SI Hydrogen) | H2T-N-1281 | HUSI hydrogen corridor | FGSZ Ltd. | Less-Advanced | FGSZ Ltd. | 2035 | 30
H2_IP_ES_FR_SouthWest | Transmission France (FR Hydrogen South West) | Transmission Spain (ES Hydrogen) | H2T-N-1283 | H2 Larrau | Enagás Infraestructuras de Hidrógeno | Less-Advanced | Enagas Infraestructuras de Hidrógeno | 2041 | 142
H2_IP_ES_FR_SouthWest | Transmission Spain (ES Hydrogen) | Transmission France (FR Hydrogen South West) | H2T-N-1283 | H2 Larrau | Enagás Infraestructuras de Hidrógeno | Less-Advanced | Enagas Infraestructuras de Hidrógeno | 2041 | 142
H2_IP_ES_FR_SouthWest | Transmission France (FR Hydrogen South West) | Transmission Spain (ES Hydrogen) | H2T-N-1285 | H2 Irún | Enagás Infraestructuras de Hidrógeno | Less-Advanced | Enagas Infraestructuras de Hidrógeno | 2039 | 142
H2_IP_ES_FR_SouthWest | Transmission Spain (ES Hydrogen) | Transmission France (FR Hydrogen South West) | H2T-N-1285 | H2 Irún | Enagás Infraestructuras de Hidrógeno | Less-Advanced | Enagas Infraestructuras de Hidrógeno | 2039 | 142
H2_IP_IT-CH | Transmission Italy (PSV) (IB IT h2) | Transmission Switzerland (CH Hydrogen) | H2T-N-1286 | Alpine H2 Corridor | Fluxswiss sagl | Less-Advanced | FluxSwiss | 2032 | 93
H2_IP_IT-CH | Transmission Italy (PSV) (IB IT h2) | Transmission Switzerland (CH Hydrogen) | H2T-N-1286 | Alpine H2 Corridor | Fluxswiss sagl | Less-Advanced | FluxSwiss | 2042 | 12
H2_IP_IT-CH | Transmission Italy (PSV) (IB IT h2) | Transmission Switzerland (CH Hydrogen) | H2T-N-1286 | Alpine H2 Corridor | Fluxswiss sagl | Less-Advanced | FluxSwiss | 2045 | 56
H2_IP_IT-CH | Transmission Italy (PSV) (IB IT h2) | Transmission Switzerland (CH Hydrogen) | H2T-N-1286 | Alpine H2 Corridor | Fluxswiss sagl | Less-Advanced | FluxSwiss | 2049 | 67
H2_IP_FR-CH | Transmission France (FR Hydrogen) | Transmission Switzerland (CH Hydrogen) | H2T-N-1286 | Alpine H2 Corridor | Fluxswiss sagl | Less-Advanced | FluxSwiss | 2039 | 93
H2_IP_FR-CH | Transmission France (FR Hydrogen) | Transmission Switzerland (CH Hydrogen) | H2T-N-1286 | Alpine H2 Corridor | Fluxswiss sagl | Less-Advanced | FluxSwiss | 2042 | 12
H2_IP_FR-CH | Transmission France (FR Hydrogen) | Transmission Switzerland (CH Hydrogen) | H2T-N-1286 | Alpine H2 Corridor | Fluxswiss sagl | Less-Advanced | FluxSwiss | 2045 | 56
H2_IP_FR-CH | Transmission France (FR Hydrogen) | Transmission Switzerland (CH Hydrogen) | H2T-N-1286 | Alpine H2 Corridor | Fluxswiss sagl | Less-Advanced | FluxSwiss | 2049 | 67
H2_IP_DE-CH_Wallbach | Transmission Switzerland (CH Hydrogen) | Transmission Germany (DE Hydrogen) | H2T-N-1286 | Alpine H2 Corridor | Fluxswiss sagl | Less-Advanced | FluxSwiss | 2039 | 93
H2_IP_DE-CH_Wallbach | Transmission Switzerland (CH Hydrogen) | Transmission Germany (DE Hydrogen) | H2T-N-1286 | Alpine H2 Corridor | Fluxswiss sagl | Less-Advanced | FluxSwiss | 2042 | 12
H2_IP_DE-CH_Wallbach | Transmission Switzerland (CH Hydrogen) | Transmission Germany (DE Hydrogen) | H2T-N-1286 | Alpine H2 Corridor | Fluxswiss sagl | Less-Advanced | FluxSwiss | 2045 | 56
H2_IP_DE-CH_Wallbach | Transmission Switzerland (CH Hydrogen) | Transmission Germany (DE Hydrogen) | H2T-N-1286 | Alpine H2 Corridor | Fluxswiss sagl | Less-Advanced | FluxSwiss | 2049 | 67
H2_IP_BE-LU | Transmission Belgium (BE Hydrogen) | Transmission Luxemburg (LU Hydrogen) | H2T-N-1294 | HY4Link | Creos Luxembourg S.A. | Less-Advanced | Creos Luxembourg S.A. | 2035 | 58
H2_IP_BE-LU | Transmission Luxemburg (LU Hydrogen) | Transmission Belgium (BE Hydrogen) | H2T-N-1294 | HY4Link | Creos Luxembourg S.A. | Less-Advanced | Creos Luxembourg S.A. | 2035 | 58
H2_IP_FR-LU | Transmission France (FR Hydrogen) | Transmission Luxemburg (LU Hydrogen) | H2T-N-1294 | HY4Link | Creos Luxembourg S.A. | Less-Advanced | Creos Luxembourg S.A. | 2030 | 41
H2_IP_FR-LU | Transmission Luxemburg (LU Hydrogen) | Transmission France (FR Hydrogen) | H2T-N-1294 | HY4Link | Creos Luxembourg S.A. | Less-Advanced | Creos Luxembourg S.A. | 2030 | 41
H2_IP_HR-HU | Transmission Hungary (HU Hydrogen) | Transmission Croatia (HR Hydrogen) | H2T-N-1307 | H2 backbone Croatia - South | Plinacro Ltd. | Less-Advanced | Plinacro Ltd | 2040 | 135
H2_IP_HR-HU | Transmission Croatia (HR Hydrogen) | Transmission Hungary (HU Hydrogen) | H2T-N-1307 | H2 backbone Croatia - South | Plinacro Ltd. | Less-Advanced | Plinacro Ltd | 2040 | 135
H2_IP_HR-SI | Transmission Slovenia (SI Hydrogen) | Transmission Croatia (HR Hydrogen) | H2T-N-1307 | H2 backbone Croatia - South | Plinacro Ltd. | Less-Advanced | Plinacro Ltd | 2040 | 95
H2_IP_HR-SI | Transmission Croatia (HR Hydrogen) | Transmission Slovenia (SI Hydrogen) | H2T-N-1307 | H2 backbone Croatia - South | Plinacro Ltd. | Less-Advanced | Plinacro Ltd | 2040 | 95
H2_IP_DE-PL_NordicBalticCorridor | Transmission Poland (PL Hydrogen nordic baltic corridor) | Transmission Germany (DE Hydrogen) | H2T-N-1310 | Nordic-Baltic Hydrogen Corridor - DE section | ONTRAS Gastransport GmbH | Less-Advanced | ONTRAS Gastransport GmbH | 2029 | 200
H2_IP_DE-PL_NordicBalticCorridor | Transmission Germany (DE Hydrogen) | Transmission Poland (PL Hydrogen nordic baltic corridor) | H2T-N-1310 | Nordic-Baltic Hydrogen Corridor - DE section | ONTRAS Gastransport GmbH | Less-Advanced | ONTRAS Gastransport GmbH | 2029 | 100
H2_IP_BE-DE_Eynatten | Transmission Germany (DE Hydrogen) | Transmission Belgium (BE Hydrogen) | H2T-A-1311 | Belgian Hydrogen Backbone | Fluxys Hydrogen | Advanced | Fluxys Hydrogen | 2028 | 91.2
H2_IP_BE-DE_Eynatten | Transmission Belgium (BE Hydrogen) | Transmission Germany (DE Hydrogen) | H2T-A-1311 | Belgian Hydrogen Backbone | Fluxys Hydrogen | Advanced | Fluxys Hydrogen | 2028 | 91.2
H2_IP_BE-FR | Transmission France (FR Hydrogen) | Transmission Belgium (BE Hydrogen) | H2T-A-1311 | Belgian Hydrogen Backbone | Fluxys Hydrogen | Less-Advanced | Fluxys Hydrogen | 2030 | 36
H2_IP_BE-FR | Transmission Belgium (BE Hydrogen) | Transmission France (FR Hydrogen) | H2T-A-1311 | Belgian Hydrogen Backbone | Fluxys Hydrogen | Less-Advanced | Fluxys Hydrogen | 2030 | 36
H2_IP_BE-LU | Transmission Luxemburg (LU Hydrogen) | Transmission Belgium (BE Hydrogen) | H2T-A-1311 | Belgian Hydrogen Backbone | Fluxys Hydrogen | Less-Advanced | Fluxys Hydrogen | 2035 | 58
H2_IP_BE-LU | Transmission Belgium (BE Hydrogen) | Transmission Luxemburg (LU Hydrogen) | H2T-A-1311 | Belgian Hydrogen Backbone | Fluxys Hydrogen | Less-Advanced | Fluxys Hydrogen | 2035 | 58
H2_IP_BE-NL | Transmission Netherlands (NL Hydrogen) | Transmission Belgium (BE Hydrogen) | H2T-A-1311 | Belgian Hydrogen Backbone | Fluxys Hydrogen | Advanced | Fluxys Hydrogen | 2026 | 36
H2_IP_BE-NL | Transmission Netherlands (NL Hydrogen) | Transmission Belgium (BE Hydrogen) | H2T-A-1311 | Belgian Hydrogen Backbone | Fluxys Hydrogen | Less-Advanced | Fluxys Hydrogen | 2030 | 84
H2_IP_BE-NL | Transmission Belgium (BE Hydrogen) | Transmission Netherlands (NL Hydrogen) | H2T-A-1311 | Belgian Hydrogen Backbone | Fluxys Hydrogen | Advanced | Fluxys Hydrogen | 2026 | 36
H2_IP_BE-NL | Transmission Belgium (BE Hydrogen) | Transmission Netherlands (NL Hydrogen) | H2T-A-1311 | Belgian Hydrogen Backbone | Fluxys Hydrogen | Less-Advanced | Fluxys Hydrogen | 2030 | 84
H2_IP_FR_Valenciennes_BE_Mons | Transmission Belgium (BE Hydrogen Mons) | Transmission France (FR Hydrogen Valenciennes) | H2T-A-1311 | Belgian Hydrogen Backbone | Fluxys Hydrogen | Advanced | Fluxys Hydrogen | 2028 | 24
H2_IP_FR_Valenciennes_BE_Mons | Transmission France (FR Hydrogen Valenciennes) | Transmission Belgium (BE Hydrogen Mons) | H2T-A-1311 | Belgian Hydrogen Backbone | Fluxys Hydrogen | Advanced | Fluxys Hydrogen | 2028 | 24
H2_IP_FRN_BE | Transmission France (FR Hydrogen North) | Transmission Belgium (BE Hydrogen) | H2T-A-1311 | Belgian Hydrogen Backbone | Fluxys Hydrogen | Less-Advanced | Fluxys Hydrogen | 2034 | 48
H2_IP_FRN_BE | Transmission Belgium (BE Hydrogen) | Transmission France (FR Hydrogen North) | H2T-A-1311 | Belgian Hydrogen Backbone | Fluxys Hydrogen | Less-Advanced | Fluxys Hydrogen | 2034 | 48
(Modelling) Alveringem | Transmission France (PEG North) (Dunkerque) | Transmission Belgium (H-Zone) (Zeebrugge Beach) | H2T-A-1311 | Belgian Hydrogen Backbone | Fluxys Hydrogen | Less-Advanced | Fluxys Belgium | 2034 | -271.2
Bunde (DE) / Oude Statenzijl (L) (NL) (GUD) | Transmission Germany (DE L-Gas) | Transmission Netherlands (TTF) | TRA-N-1313 | Transferring L-gas infrastructure to H2-gas infrastructure OSZ | Gasunie Transport Services B.V. | Less-Advanced | Gasunie Transport Services B.V. | 2028 | -57.3
Bunde (DE) / Oude Statenzijl (L) (NL) (GUD) | Transmission Netherlands (TTF) | Transmission Germany (DE L-Gas) | TRA-N-1313 | Transferring L-gas infrastructure to H2-gas infrastructure OSZ | Gasunie Transport Services B.V. | Less-Advanced | Gasunie Transport Services B.V. | 2028 | -57.3
VIP TTF-THE-L | Transmission Germany (DE L-Gas) | Transmission Netherlands (TTF) | TRA-N-1313 | Transferring L-gas infrastructure to H2-gas infrastructure OSZ | Gasunie Transport Services B.V. | Less-Advanced | Gasunie Transport Services B.V. | 2028 | -57.3
VIP TTF-THE-L | Transmission Netherlands (TTF) | Transmission Germany (DE L-Gas) | TRA-N-1313 | Transferring L-gas infrastructure to H2-gas infrastructure OSZ | Gasunie Transport Services B.V. | Less-Advanced | Gasunie Transport Services B.V. | 2028 | -57.3
H2_IP_DE-PL_North | Transmission Poland (PL Hydrogen North) | Transmission Germany (DE Hydrogen) | H2T-N-1315 | H2 interconnection DE-PL (FLOW East) | GASCADE Gastransport GmbH | Less-Advanced | ONTRAS Gastransport GmbH | 2029 | 19.2
H2_IP_DE-PL_North | Transmission Germany (DE Hydrogen) | Transmission Poland (PL Hydrogen North) | H2T-N-1315 | H2 interconnection DE-PL (FLOW East) | GASCADE Gastransport GmbH | Less-Advanced | ONTRAS Gastransport GmbH | 2029 | 19.2
Csanadpalota | Transmission Hungary (MGP) | Transmission Romania | TRA-A-1322 | Development on the Romanian territory of the NTS (BG–RO-HU-AT)-Phase II | SNTGN Transgaz SA | Advanced | SNTGN Transgaz S.A. | 2025 | 51.6
Csanadpalota | Transmission Romania | Transmission Hungary (MGP) | TRA-A-1322 | Development on the Romanian territory of the NTS (BG–RO-HU-AT)-Phase II | SNTGN Transgaz SA | Advanced | SNTGN Transgaz S.A. | 2025 | 57.6
H2_IP_PT_ES | Transmission Portugal (PT Hydrogen) | Transmission Spain (ES Hydrogen) | H2T-N-1324 | H2Med-CelZa (Enagás) | Enagás Infraestructuras de Hidrógeno | Less-Advanced | Enagas Infraestructuras de Hidrógeno | 2029 | 81
H2_IP_PT_ES | Transmission Spain (ES Hydrogen) | Transmission Portugal (PT Hydrogen) | H2T-N-1324 | H2Med-CelZa (Enagás) | Enagás Infraestructuras de Hidrógeno | Less-Advanced | Enagas Infraestructuras de Hidrógeno | 2029 | 81
VIP PIRINEOS | Transmission Spain (MS-ATR) | Transmission France (NS4) | H2T-A-1327 | HySoW Atlantic | Teréga | Less-Advanced | TERÉGA | 2041 | -165
VIP PIRINEOS | Transmission France (NS4) | Transmission Spain (MS-ATR) | H2T-A-1327 | HySoW Atlantic | Teréga | Less-Advanced | TERÉGA | 2041 | -165
H2_IP_ES_FR_SouthWest | Transmission Spain (ES Hydrogen) | Transmission France (FR Hydrogen South West) | H2T-A-1327 | HySoW Atlantic | Teréga | Less-Advanced | TERÉGA | 2039 | 142
H2_IP_ES_FR_SouthWest | Transmission Spain (ES Hydrogen) | Transmission France (FR Hydrogen South West) | H2T-A-1327 | HySoW Atlantic | Teréga | Less-Advanced | TERÉGA | 2041 | 142
H2_IP_ES_FR_SouthWest | Transmission France (FR Hydrogen South West) | Transmission Spain (ES Hydrogen) | H2T-A-1327 | HySoW Atlantic | Teréga | Less-Advanced | TERÉGA | 2039 | 142
H2_IP_ES_FR_SouthWest | Transmission France (FR Hydrogen South West) | Transmission Spain (ES Hydrogen) | H2T-A-1327 | HySoW Atlantic | Teréga | Less-Advanced | TERÉGA | 2041 | 142
H2_IP_SI-AT | Transmission Slovenia (SI Hydrogen) | Transmission Austria (AT Hydrogen) | H2T-N-1354 | H2 Backbone Murfeld | Gas Connect Austria GmbH | Less-Advanced | Gas Connect Austria GmbH | 2030 | 33
H2_IP_SI-AT | Transmission Austria (AT Hydrogen) | Transmission Slovenia (SI Hydrogen) | H2T-N-1354 | H2 Backbone Murfeld | Gas Connect Austria GmbH | Less-Advanced | Gas Connect Austria GmbH | 2030 | 33
H2_IP_SE-FI_Aland | Transmission Sweden (SE Hydrogen) | Transmission Finland (FI Hydrogen Aland) | H2T-N-1355 | Baltic Sea Hydrogen Collector – Offshore Pipeline [BHC] – Finland | Gasgrid Finland Oy | Advanced | Gasgrid Finland Oy | 2029 | 504
H2_IP_SE-FI_Aland | Transmission Finland (FI Hydrogen Aland) | Transmission Sweden (SE Hydrogen) | H2T-N-1355 | Baltic Sea Hydrogen Collector – Offshore Pipeline [BHC] – Finland | Gasgrid Finland Oy | Advanced | Gasgrid Finland Oy | 2029 | 504
H2_IP_DE_Lubmin-FI_Aland | Transmission Finland (FI Hydrogen Aland) | Transmission Germany (DE Hydrogen) | H2T-N-1355 | Baltic Sea Hydrogen Collector – Offshore Pipeline [BHC] – Finland | Gasgrid Finland Oy | Advanced | Gasgrid Finland Oy | 2029 | 504
H2_IP_PL-FI_Aland | Transmission Finland (FI Hydrogen Aland) | Transmission Poland (PL Hydrogen North) | H2T-N-1355 | Baltic Sea Hydrogen Collector – Offshore Pipeline [BHC] – Finland | Gasgrid Finland Oy | Less-Advanced | Gasgrid Finland Oy | 2031 | 504
Gorizia (IT) /Šempeter (SI) | Transmission Italia (PSV) | Transmission Slovenia | H2T-N-1356 | Italy-Slovenia-Hungary H2 corridor | Plinovodi d.o.o. | Less-Advanced | Plinovodi d.o.o. | 2035 | -10.3
H2_IP_SI-HU | Transmission Hungary (HU Hydrogen) | Transmission Slovenia (SI Hydrogen) | H2T-N-1356 | Italy-Slovenia-Hungary H2 corridor | Plinovodi d.o.o. | Less-Advanced | Plinovodi d.o.o. | 2035 | 30
H2_IP_SI-HU | Transmission Slovenia (SI Hydrogen) | Transmission Hungary (HU Hydrogen) | H2T-N-1356 | Italy-Slovenia-Hungary H2 corridor | Plinovodi d.o.o. | Less-Advanced | Plinovodi d.o.o. | 2035 | 30
H2_IP_SI-IT | Transmission Italy (IT Hydrogen) | Transmission Slovenia (SI Hydrogen) | H2T-N-1356 | Italy-Slovenia-Hungary H2 corridor | Plinovodi d.o.o. | Less-Advanced | Plinovodi d.o.o. | 2035 | 60
H2_IP_SI-IT | Transmission Slovenia (SI Hydrogen) | Transmission Italy (IT Hydrogen) | H2T-N-1356 | Italy-Slovenia-Hungary H2 corridor | Plinovodi d.o.o. | Less-Advanced | Plinovodi d.o.o. | 2035 | 60
TEREGA Delivery Pool - Distribution (FR) | Transmission France | Distribution France (PEG TIGF) | OTH-A-743 | Impulse 2025 | Teréga | Advanced | TERÉGA | 2027 | 1
TEREGA Delivery Pool - Distribution (FR) | Transmission France | Distribution France (PEG TIGF) | OTH-N-984 | Pycasso | Teréga | Less-Advanced | TERÉGA | 2030 | 1
Italy Mezzogiorno Import Fork | Transmission Italy (PSV) (Southern Projects) | Transmission Italia (PSV) | TRA-F-7 | Development for new import from the South (Adriatica Line) | Snam Rete Gas S.p.A. | FID | Snam Rete Gas S.p.A. | 2026 | 55.4
Italy Mezzogiorno Import Fork | Transmission Italy (PSV) (Southern Projects) | Transmission Italia (PSV) | TRA-F-7 | Development for new import from the South (Adriatica Line) | Snam Rete Gas S.p.A. | FID | Snam Rete Gas S.p.A. | 2027 | 210.4
Italy Mezzogiorno Import Fork | Transmission Italy (PSV) (Southern Projects) | Transmission Italia (PSV) | TRA-N-9 | Additional Southern developments | Snam Rete Gas S.p.A. | Less-Advanced | Snam Rete Gas S.p.A. | 2035 | 277
H2_IP_FRSW_FRS | Transmission France (FR Hydrogen South) | Transmission France (FR Hydrogen South West) | H2T-A-444 | HySoW Mediterranean | Teréga | Advanced | TERÉGA | 2029 | 44
H2_IP_FRSW_FRS | Transmission France (FR Hydrogen South West) | Transmission France (FR Hydrogen South) | H2T-A-444 | HySoW Mediterranean | Teréga | Advanced | TERÉGA | 2029 | 44
FR - NS2 | Transmission France | Transmission France (NS2) | H2T-N-569 | HY-FEN – H2 Corridor Spain – France – Germany connection | GRTgaz | Less-Advanced | GRTgaz | 2029 | -310
FR - NS2 | Transmission France (NS2) | Transmission France | H2T-N-569 | HY-FEN – H2 Corridor Spain – France – Germany connection | GRTgaz | Less-Advanced | GRTgaz | 2029 | -310
H2_IP_FRS_FR | Transmission France (FR Hydrogen South) | Transmission France (FR Hydrogen) | H2T-N-569 | HY-FEN – H2 Corridor Spain – France – Germany connection | GRTgaz | Less-Advanced | GRTgaz | 2029 | 192
H2_IP_FRS_FR | Transmission France (FR Hydrogen) | Transmission France (FR Hydrogen South) | H2T-N-569 | HY-FEN – H2 Corridor Spain – France – Germany connection | GRTgaz | Less-Advanced | GRTgaz | 2029 | 192
H2_IP_UK_INT | Transmission Interconnector United Kingdom (UK Hydrogen) | Transmission United Kingdom (UK Hydrogen) | H2T-N-572 | Project Union - East | National Gas Transmission | Less-Advanced | National Gas Transmission | 2032 | 96
H2_IP_UK_INT | Transmission Interconnector United Kingdom (UK Hydrogen) | Transmission United Kingdom (UK Hydrogen) | H2T-N-572 | Project Union - East | National Gas Transmission | Less-Advanced | National Gas Transmission | 2045 | 144
H2_IP_UK_INT | Transmission United Kingdom (UK Hydrogen) | Transmission Interconnector United Kingdom (UK Hydrogen) | H2T-N-572 | Project Union - East | National Gas Transmission | Less-Advanced | National Gas Transmission | 2032 | 96
H2_IP_UK_INT | Transmission United Kingdom (UK Hydrogen) | Transmission Interconnector United Kingdom (UK Hydrogen) | H2T-N-572 | Project Union - East | National Gas Transmission | Less-Advanced | National Gas Transmission | 2045 | 144
H2_IP_UK_INT | Transmission United Kingdom (UK Hydrogen) | Transmission Interconnector United Kingdom (UK Hydrogen) | H2T-N-573 | UK-BE H2 Interconnector | National Gas & Fluxys | Less-Advanced | Interconnector Limited | 2032 | 96
H2_IP_UK_INT | Transmission United Kingdom (UK Hydrogen) | Transmission Interconnector United Kingdom (UK Hydrogen) | H2T-N-573 | UK-BE H2 Interconnector | National Gas & Fluxys | Less-Advanced | Interconnector Limited | 2045 | 144
H2_IP_UK_INT | Transmission Interconnector United Kingdom (UK Hydrogen) | Transmission United Kingdom (UK Hydrogen) | H2T-N-573 | UK-BE H2 Interconnector | National Gas & Fluxys | Less-Advanced | Interconnector Limited | 2032 | 96
H2_IP_UK_INT | Transmission Interconnector United Kingdom (UK Hydrogen) | Transmission United Kingdom (UK Hydrogen) | H2T-N-573 | UK-BE H2 Interconnector | National Gas & Fluxys | Less-Advanced | Interconnector Limited | 2045 | 144
H2_IP_FRSW_FRS | Transmission France (FR Hydrogen South West) | Transmission France (FR Hydrogen South) | H2T-N-667 | MidHY | GRTgaz | Less-Advanced | GRTgaz | 2029 | 44
H2_IP_FRSW_FRS | Transmission France (FR Hydrogen South) | Transmission France (FR Hydrogen South West) | H2T-N-667 | MidHY | GRTgaz | Less-Advanced | GRTgaz | 2029 | 44
H2_IP_PL_North-PL_nbc | Transmission Poland (PL Hydrogen nordic baltic corridor) | Transmission Poland (PL Hydrogen North) | H2T-A-821 | Hydrogen Highway – Northern Section | GAZ-SYSTEM S.A. | Advanced | GAZ-SYSTEM S.A. | 2029 | 50
H2_IP_PL_North-PL_South | Transmission Poland (PL Hydrogen North) | Transmission Poland (PL Hydrogen South) | H2T-A-821 | Hydrogen Highway – Northern Section | GAZ-SYSTEM S.A. | Less-Advanced | GAZ-SYSTEM S.A. | 2039 | 100
H2_IP_PL_South-PL_nbc | Transmission Poland (PL Hydrogen nordic baltic corridor) | Transmission Poland (PL Hydrogen South) | H2T-N-983 | Hydrogen Highway - Southern Section | GAZ-SYSTEM S.A. | Less-Advanced | GAZ-SYSTEM S.A. | 2039 | 50
H2_IP_PL_North-PL_South | Transmission Poland (PL Hydrogen South) | Transmission Poland (PL Hydrogen North) | H2T-N-983 | Hydrogen Highway - Southern Section | GAZ-SYSTEM S.A. | Less-Advanced | GAZ-SYSTEM S.A. | 2039 | 100
H2_IP_DE_Barssel | Transmission Germany (DE Hydrogen Barseel) | Transmission Germany (DE Hydrogen) | H2T-A-1000 | Hyperlink | Gasunie Deutschland Transport Services GmbH | Advanced | Gasunie Deutschland Transport Services GmbH | 2027 | 43
H2_IP_FR_FR_Valenciennes | Transmission France (FR Hydrogen Valenciennes) | Transmission France (FR Hydrogen) | H2T-A-1035 | Franco-Belgian H2 corridor | GRTgaz | Advanced | GRTgaz | 2028 | 24
H2_IP_FR_FR_Valenciennes | Transmission France (FR Hydrogen) | Transmission France (FR Hydrogen Valenciennes) | H2T-A-1035 | Franco-Belgian H2 corridor | GRTgaz | Advanced | GRTgaz | 2028 | 24
H2_IP_FR_FRN | Transmission France (FR Hydrogen North) | Transmission France (FR Hydrogen) | H2T-A-1035 | Franco-Belgian H2 corridor | GRTgaz | Less-Advanced | GRTgaz | 2034 | 0
H2_IP_FR_FRN | Transmission France (FR Hydrogen) | Transmission France (FR Hydrogen North) | H2T-A-1035 | Franco-Belgian H2 corridor | GRTgaz | Less-Advanced | GRTgaz | 2034 | 0
H2_IP_PL_South-PL_nbc | Transmission Poland (PL Hydrogen South) | Transmission Poland (PL Hydrogen nordic baltic corridor) | H2T-A-1144 | Nordic-Baltic Hydrogen Corridor - PL section | GAZ-SYSTEM S.A. | Less-Advanced | GAZ-SYSTEM S.A. | 2039 | 50
H2_IP_PL_North-PL_nbc | Transmission Poland (PL Hydrogen nordic baltic corridor) | Transmission Poland (PL Hydrogen North) | H2T-A-1144 | Nordic-Baltic Hydrogen Corridor - PL section | GAZ-SYSTEM S.A. | Advanced | GAZ-SYSTEM S.A. | 2029 | 100
H2_IP_IT_Z1-Z2 direction | Transmission Italy (IT Hydrogen Zone 1) | Transmission Italy (IT Hydrogen) | H2T-A-1205 | Italian H2 Backbone | Snam Rete Gas S.p.A. | Advanced | Snam Rete Gas S.p.A. | 2029 | 99999
H2_IP_IT_Z1-Z2 direction | Transmission Italy (IT Hydrogen) | Transmission Italy (IT Hydrogen Zone 1) | H2T-A-1205 | Italian H2 Backbone | Snam Rete Gas S.p.A. | Advanced | Snam Rete Gas S.p.A. | 2029 | 99999
H2_IP_DE_Barssel | Transmission Germany (DE Hydrogen Barseel) | Transmission Germany (DE Hydrogen) | H2T-A-1250 | NWH2 | Nord-West Oelleitung GmbH (NWO) | Advanced | Nord-West Oelleitung GmbH | 2027 | 43
H2_IP_SK_East_Z1-Z2 direction | Transmission Slovakia (SK Hydrogen East Zone 1) | Transmission Slovakia (SK Hydrogen East) | H2T-A-1264 | Slovak Hydrogen Backbone | eustream,a.s. | Advanced | eustream, a.s. | 2029 | 144
H2_IP_SK_East_Z1-Z2 direction | Transmission Slovakia (SK Hydrogen East) | Transmission Slovakia (SK Hydrogen East Zone 1) | H2T-A-1264 | Slovak Hydrogen Backbone | eustream,a.s. | Advanced | eustream, a.s. | 2029 | 144
H2_IP_SK_West_Z1-Z2 direction | Transmission Slovakia (SK Hydrogen West Zone 1) | Transmission Slovakia (SK Hydrogen West) | H2T-A-1264 | Slovak Hydrogen Backbone | eustream,a.s. | Advanced | eustream, a.s. | 2029 | 144
H2_IP_SK_West_Z1-Z2 direction | Transmission Slovakia (SK Hydrogen West) | Transmission Slovakia (SK Hydrogen West Zone 1) | H2T-A-1264 | Slovak Hydrogen Backbone | eustream,a.s. | Advanced | eustream, a.s. | 2029 | 144
Zeebrugge Belgian Balancing Area | Transmission Belgium (H-Zone) (Zeebrugge Beach) | Transmission Belgium (H-Zone) | TRA-A-1275 | Zeebrugge-Opwijk | Fluxys Belgium | Advanced | Fluxys Belgium | 2024 | 349
Zeebrugge Belgian Balancing Area | Transmission Belgium (H-Zone) (Zeebrugge Beach) | Transmission Belgium (H-Zone) | TRA-A-1275 | Zeebrugge-Opwijk | Fluxys Belgium | Advanced | Fluxys Belgium | 2026 | 120
Italy Northern Export Fork | Transmission Italia (PSV) | Transmission Italy (PSV) (Italy Northern Export Fork) | TRA-N-1299 | Export enhancements phase 2 | Snam Rete Gas S.p.A. | Less-Advanced | Snam Rete Gas S.p.A. | 2031 | 218
Zeebrugge Belgian Balancing Area | Transmission Belgium (H-Zone) (Zeebrugge Beach) | Transmission Belgium (H-Zone) | H2T-A-1311 | Belgian Hydrogen Backbone | Fluxys Hydrogen | Less-Advanced | Fluxys Belgium | 2032 | -120
H2_IP_FRSW_FR | Transmission France (FR Hydrogen) | Transmission France (FR Hydrogen South West) | H2T-A-1327 | HySoW Atlantic | Teréga | Advanced | TERÉGA | 2029 | 60
H2_IP_FRSW_FR | Transmission France (FR Hydrogen South West) | Transmission France (FR Hydrogen) | H2T-A-1327 | HySoW Atlantic | Teréga | Advanced | TERÉGA | 2029 | 60
LH2_Tk_FR_PortLaNouvelle | Liquid Hydrogen France (FR Hy South West) | Transmission France (FR Hydrogen South West) | H2T-A-444 | HySoW Mediterranean | Teréga | Advanced | TERÉGA | 2029 | 18
LH2_Tk_FR_PortLaNouvelle | Liquid Hydrogen France (FR Hy South West) | Transmission France (FR Hydrogen South West) | H2T-A-444 | HySoW Mediterranean | Teréga | Less-Advanced | TERÉGA | 2039 | 18
LH2_Tk_FR_PortLaNouvelle | Liquid Hydrogen France (FR Hy South West) | Transmission France (FR Hydrogen South West) | H2T-A-444 | HySoW Mediterranean | Teréga | Less-Advanced | TERÉGA | 2049 | 36
LH2_Tk_NL_Rotterdam-VTTI | Liquid Hydrogen Netherlands (TTF) | Transmission Netherlands (NL Hydrogen) | H2T-F-468 | National H2 Backbone | N.V. Nederlandse Gasunie | FID | N.V. NEDERLANDSE GASUNIE | 2028 | 14
LH2_Tk_NL_Rotterdam-VTTI | Liquid Hydrogen Netherlands (TTF) | Transmission Netherlands (NL Hydrogen) | H2T-F-468 | National H2 Backbone | N.V. Nederlandse Gasunie | FID | N.V. NEDERLANDSE GASUNIE | 2029 | 29.1
LH2_Tk_NL_Rotterdam-VTTI | Liquid Hydrogen Netherlands (TTF) | Transmission Netherlands (NL Hydrogen) | H2T-F-468 | National H2 Backbone | N.V. Nederlandse Gasunie | FID | N.V. NEDERLANDSE GASUNIE | 2035 | 86.3
LH2_Tk_BE_Antwerp–Fluxys & Advario | Liquid Hydrogen Belgium () | Transmission Belgium (BE Hydrogen) | H2L-A-664 | Antwerp NH3 Import Terminal | Fluxys | Less-Advanced | Fluxys and Advario | 2029 | 16.2
LH2_Tk_NL | Liquid Hydrogen Netherlands (TTF) | Transmission Netherlands (NL Hydrogen) | H2L-A-665 | Eemshaven H2 | N.V. NEDERLANDSE GASUNIE | Advanced | N.V. NEDERLANDSE GASUNIE | 2029 | 45.5
LH2_Tk_FR_Bordeaux | Liquid Hydrogen France (FR Hy South West) | Transmission France (FR Hydrogen South West) | H2L-N-741 | Bordeaux Port H2Hub - Ammonia | Grand Port Maritime de Bordeaux | Less-Advanced | GRAND PORT MARITIME DE BORDEAUX | 2029 | 15
LH2_Tk_NL | Liquid Hydrogen Netherlands (TTF) | Transmission Netherlands (NL Hydrogen) | H2L-A-754 | ACE Terminal | N.V. NEDERLANDSE GASUNIE | Advanced | N.V. NEDERLANDSE GASUNIE | 2027 | 47.7
LH2_Tk_FR_PortLaNouvelle | Liquid Hydrogen France (FR Hy South West) | Transmission France (FR Hydrogen South West) | H2L-N-776 | Port-La Nouvelle: Infrastructure Development for Low-Carbon Hydrogen Growth | SEMOP PORT-LA NOUVELLE | Less-Advanced | Port La Nouvelle | 2029 | 18
LH2_Tk_FR_PortLaNouvelle | Liquid Hydrogen France (FR Hy South West) | Transmission France (FR Hydrogen South West) | H2L-N-776 | Port-La Nouvelle: Infrastructure Development for Low-Carbon Hydrogen Growth | SEMOP PORT-LA NOUVELLE | Less-Advanced | Port La Nouvelle | 2039 | 18
LH2_Tk_FR_PortLaNouvelle | Liquid Hydrogen France (FR Hy South West) | Transmission France (FR Hydrogen South West) | H2L-N-776 | Port-La Nouvelle: Infrastructure Development for Low-Carbon Hydrogen Growth | SEMOP PORT-LA NOUVELLE | Less-Advanced | Port La Nouvelle | 2049 | 36
LH2_Tk_FR_North | Liquid Hydrogen France (PEG North) | Transmission France (FR Hydrogen North) | H2L-N-820 | Dunkerque New Molecules development | Fluxys | Less-Advanced | Dunkerque LNG | 2034 | 48
LH2_Tk_BE_Antwerp-VEPA | Liquid Hydrogen Belgium () | Transmission Belgium (BE Hydrogen) | H2L-N-822 | H2/NH3 import terminal Antwerp - VEPA | Vopak Energy Park Antwerp NV | Less-Advanced | Vopak | 2028 | 19.3
LH2_Tk_DE_Wilhelmshaven | Liquid Hydrogen Germany | Transmission Germany (DE Hydrogen) | H2T-A-933 | Hyperlink 4-5 Wilhelmshaven - Emsbüren | Gasunie Deutschland Transport Services GmbH | Advanced | Gasunie Deutschland Transport Services GmbH | 2029 | 31.2
LH2_Tk_DE_BPWilhelmshaven | Transmission Germany (DE Hydrogen BP) | Transmission Germany (DE Hydrogen) | H2T-A-933 | Hyperlink 4-5 Wilhelmshaven - Emsbüren | Gasunie Deutschland Transport Services GmbH | Advanced | Gasunie Deutschland Transport Services GmbH | 2029 | 13
LH2_Tk_DE_Wilhelmshaven | Liquid Hydrogen Germany | Transmission Germany (DE Hydrogen) | H2L-N-968 | Green Wilhelmshaven Terminal/Storage/Cracker | Uniper Hydrogen GmbH | Less-Advanced | Uniper Hydrogen GmbH | 2029 | 31.2
LH2_Tk_DE_Brunsbüttel | Liquid Hydrogen Germany | Transmission Germany (DE Hydrogen) | H2T-A-1001 | Danish-German Hydrogen Network; German Part - HyPerLink Phase III | Gasunie Deutschland Transport Services GmbH | Less-Advanced | Gasunie Deutschland Transport Services GmbH | 2030 | 23.5
LH2_Tk_FR_North | Liquid Hydrogen France (PEG North) | Transmission France (FR Hydrogen North) | H2T-A-1035 | Franco-Belgian H2 corridor | GRTgaz | Less-Advanced | GRTgaz | 2034 | 48
LH2_Tk_DE_Wilhelmshaven | Liquid Hydrogen Germany | Transmission Germany (DE Hydrogen) | H2T-A-1037 | H2ercules Network North | Open Grid Europe GmbH | Advanced | Open Grid Europe GmbH | 2027 | 209
LH2_Tk_PL | Liquid Hydrogen Poland (PL Hy North) | Transmission Poland (PL Hydrogen North) | H2L-A-1041 | Ammonia terminal in Gdansk | GAZ-SYSTEM S.A. | Advanced | GAZ-SYSTEM S.A. | 2029 | 17.7
LH2_Tk_DE_Rostock | Liquid Hydrogen Germany | Transmission Germany (DE Hydrogen) | H2L-N-1056 | HyTechHafen - Rostock | rostock EnergyPort cooperation GmbH | Less-Advanced | Rostock EnergyPort cooperation GmbH | 2028 | 240
LH2_Tk_DE_Brunsbüttel | Liquid Hydrogen Germany | Transmission Germany (DE Hydrogen) | H2L-N-1099 | Ammonia Import Temrminal Brunsbüttel | RWE Supply & Trading GmbH | Less-Advanced | RWE Supply & Trading GmbH | 2030 | 23.5
LH2_Tk_BE_Antwerp-VTTI | Liquid Hydrogen Belgium () | Transmission Belgium (BE Hydrogen) | H2L-N-1100 | Amplifhy Antwerp | VTTI Terminal Support Services (“VTTI”) | Less-Advanced | VTTI terminal support services | 2028 | 14
LH2_Tk_BE_Antwerp-VTTI | Liquid Hydrogen Belgium () | Transmission Belgium (BE Hydrogen) | H2L-N-1100 | Amplifhy Antwerp | VTTI Terminal Support Services (“VTTI”) | Less-Advanced | VTTI terminal support services | 2029 | 29.1
LH2_Tk_BE_Antwerp-VTTI | Liquid Hydrogen Belgium () | Transmission Belgium (BE Hydrogen) | H2L-N-1100 | Amplifhy Antwerp | VTTI Terminal Support Services (“VTTI”) | Less-Advanced | VTTI terminal support services | 2035 | 86.3
LH2_Tk_NL_Rotterdam-VTTI | Liquid Hydrogen Netherlands (TTF) | Transmission Netherlands (NL Hydrogen) | H2L-N-1127 | Amplifhy Rotterdam | VTTI Terminal Support Services (“VTTI”) | Less-Advanced | VTTI terminal support services | 2028 | 14
LH2_Tk_NL_Rotterdam-VTTI | Liquid Hydrogen Netherlands (TTF) | Transmission Netherlands (NL Hydrogen) | H2L-N-1127 | Amplifhy Rotterdam | VTTI Terminal Support Services (“VTTI”) | Less-Advanced | VTTI terminal support services | 2029 | 29.1
LH2_Tk_NL_Rotterdam-VTTI | Liquid Hydrogen Netherlands (TTF) | Transmission Netherlands (NL Hydrogen) | H2L-N-1127 | Amplifhy Rotterdam | VTTI Terminal Support Services (“VTTI”) | Less-Advanced | VTTI terminal support services | 2035 | 86.3
LH2_Tk_DE_BPWilhelmshaven | Liquid Hydrogen Germany (DE Hy BP) | Transmission Germany (DE Hydrogen BP) | H2L-A-1159 | bp Wilhelmshaven Green Hydrogen Hub | BP Europa SE | Less-Advanced | BP Europa SE | 2028 | 13
LH2_Tk_DE_Rostock | Liquid Hydrogen Germany | Transmission Germany (DE Hydrogen) | H2T-N-1178 | Rostock - Wrangelsburg | GASCADE Gastransport GmbH | Less-Advanced | GASCADE Gastransport GmbH | 2028 | 240
LH2_Tk_DE_Wilhelmshaven | Liquid Hydrogen Germany | Transmission Germany (DE Hydrogen) | H2L-N-1186 | WH2V - e-NG hub | Deutsche Grüngas- und Energieversorgung GmbH (DGGEV) | Less-Advanced | Deutsche Grüngas- und Energieversorgung GmbH | 2030 | 15.84
LH2_Tk_FR_West | Liquid Hydrogen France (FR Hy West) | Transmission France (FR Hydrogen) | H2T-N-1245 | AtlantHYc | GRTgaz | Less-Advanced | GRTgaz | 2032 | 0
LH2_Tk_DE_BPWilhelmshaven | Transmission Germany (DE Hydrogen BP) | Transmission Germany (DE Hydrogen Barseel) | H2T-A-1250 | NWH2 | Nord-West Oelleitung GmbH (NWO) | Advanced | Nord-West Oelleitung GmbH | 2027 | 43
LH2_Tk_BE_Antwerp–Fluxys & Advario | Liquid Hydrogen Belgium () | Transmission Belgium (BE Hydrogen) | H2T-A-1311 | Belgian Hydrogen Backbone | Fluxys Hydrogen | Advanced | Fluxys Hydrogen | 2029 | 16.2
LH2_Tk_BE_Antwerp-VEPA | Liquid Hydrogen Belgium () | Transmission Belgium (BE Hydrogen) | H2T-A-1311 | Belgian Hydrogen Backbone | Fluxys Hydrogen | Advanced | Fluxys Hydrogen | 2028 | 15
LH2_Tk_BE_Antwerp-VTTI | Liquid Hydrogen Belgium () | Transmission Belgium (BE Hydrogen) | H2T-A-1311 | Belgian Hydrogen Backbone | Fluxys Hydrogen | Advanced | Fluxys Hydrogen | 2028 | 14
LH2_Tk_BE_Antwerp-VTTI | Liquid Hydrogen Belgium () | Transmission Belgium (BE Hydrogen) | H2T-A-1311 | Belgian Hydrogen Backbone | Fluxys Hydrogen | Advanced | Fluxys Hydrogen | 2029 | 29.1
LH2_Tk_BE_Antwerp-VTTI | Liquid Hydrogen Belgium () | Transmission Belgium (BE Hydrogen) | H2T-A-1311 | Belgian Hydrogen Backbone | Fluxys Hydrogen | Less-Advanced | Fluxys Hydrogen | 2035 | 86.3
LH2_Tk_BE_Zeebrugge | Liquid Hydrogen Belgium () | Transmission Belgium (BE Hydrogen) | H2T-A-1311 | Belgian Hydrogen Backbone | Fluxys Hydrogen | Less-Advanced | Fluxys Hydrogen | 2032 | 48
LH2_Tk_IT_HighAdriatic | Liquid Hydrogen Italy (Adriatic) | Transmission Italy (PSV) (IB IT h2) | H2L-N-1314 | North Adriatic H2 Terminal | Edison Spa | Less-Advanced | Edison Spa | 2030 | 27.5
LH2_Tk_BE_Zeebrugge | Liquid Hydrogen Belgium () | Transmission Belgium (BE Hydrogen) | H2L-N-1325 | Zeebrugge New Molecules development | Fluxys | Less-Advanced | Fluxys | 2032 | 48
LH2_Tk_FR_Bordeaux | Liquid Hydrogen France (FR Hy South West) | Transmission France (FR Hydrogen South West) | H2T-A-1327 | HySoW Atlantic | Teréga | Advanced | TERÉGA | 2029 | 15
OLT LNG / Livorno | LNG Terminals Italia (PSV) | Transmission Italia (PSV) | TRA-F-7 | Development for new import from the South (Adriatica Line) | Snam Rete Gas S.p.A. | FID | Snam Rete Gas S.p.A. | 2026 | 32.5
FSRU 2 - SNAM | LNG Terminals Italia (PSV) | Transmission Italia (PSV) | TRA-F-7 | Development for new import from the South (Adriatica Line) | Snam Rete Gas S.p.A. | FID | Snam Rete Gas S.p.A. | 2026 | 98.6
Alexandroupolis Amphitriti | Transmission Greece (Alexandropolis LNG) | Transmission Greece (Komotini) | TRA-F-63 | LNG terminal in northern Greece / Alexandroupolis - Pipeline Section | Gastrade S.A. | FID | Gastrade S.A. | 2024 | 150
Croatia LNG | LNG Terminals Croatia | Transmission Croatia | TRA-A-75 | LNG evacuation pipeline Zlobin-Bosiljevo-Sisak-Kozarac | Plinacro Ltd | Advanced | Plinacro Ltd | 2026 | 83
Gate Terminal (I) | LNG Terminals Netherlands (TTF) | Transmission Netherlands (TTF) | TRA-F-192 | Entry capacity expansion GATE terminal | Gasunie Transport Services B.V. | FID | Gasunie Transport Services B.V. | 2027 | 132
Montoir de Bretagne | LNG Terminals France (PEG North) | Transmission France (NS3) | LNG-N-225 | Montoir LNG Terminal Expansion | Elengy | Less-Advanced | Elengy | 2028 | 100
Fos Cavaou | LNG Terminals France (PEG South) | Transmission France (NS4) | LNG-N-227 | Fos Cavaou LNG Terminal Expansion | Fosmax LNG | Less-Advanced | Fosmax LNG | 2028 | 100
Fos Cavaou | LNG Terminals France (PEG South) | Transmission France (NS4) | LNG-N-227 | Fos Cavaou LNG Terminal Expansion | Fosmax LNG | Less-Advanced | Fosmax LNG | 2030 | 330
Montoir de Bretagne | LNG Terminals France (PEG North) | Transmission France (NS3) | TRA-N-258 | Developments for Montoir LNG terminal 2.5 bcm expansion | GRTgaz | Less-Advanced | GRTgaz | 2027 | 100
Fos (Tonkin/Cavaou) | LNG Terminals France (PEG South) | Transmission France (NS4) | TRA-N-269 | Developments for Fosmax (Cavaou) LNG 8.25 bcm expansion | GRTgaz | Less-Advanced | GRTgaz | 2028 | 100
Fos (Tonkin/Cavaou) | LNG Terminals France (PEG South) | Transmission France (NS4) | TRA-N-269 | Developments for Fosmax (Cavaou) LNG 8.25 bcm expansion | GRTgaz | Less-Advanced | GRTgaz | 2030 | 330
Swinoujscie | LNG Terminals Poland (VTP - GAZ-SYSTEM) | Transmission Poland (VTP - GAZ-SYSTEM) | LNG-F-272 | Upgrade of LNG terminal in Świnoujście | GAZ-SYSTEM S.A. | FID | GAZ-SYSTEM S.A. | 2023 | 45
Sardinia LNG | LNG Terminals Italy (Sardinia) | Transmission Italy (Sardinia) | LNG-A-304 | Italy-Sardinia Virtual Pipeline | Snam Rete Gas S.p.A. | Advanced | Snam Rete Gas S.p.A. | 2027 | 46.5
Rostock | LNG Terminals Germany (GASPOOL) | Transmission Germany (GASPOOL) | LNG-N-413 | Grid Connection LNG Terminal Rostock port | ONTRAS Gastransport GmbH | Less-Advanced | ONTRAS Gastransport GmbH | 2028 | 36
FSRU 2 - SNAM | LNG Terminals Italia (PSV) | Transmission Italia (PSV) | TRA-F-566 | FSRU Ravenna Connection | Snam Rete Gas S.p.A. | FID | Snam Rete Gas S.p.A. | 2024 | 222
Croatia LNG | LNG Terminals Croatia | Transmission Croatia | LNG-N-610 | Extension of the LNG Terminal Krk 1st phase | LNG Hrvatska d.o.o. | Less-Advanced | LNG Hrvatska d.o.o. | 2025 | 93
BRUNSBUETTEL HAFEN (FSRU) (DE) | LNG Terminals Germany (GASPOOL) | Transmission Germany (GASPOOL) | TRA-A-786 | Capacity Expansion for the German LNG Terminals | Gasunie Deutschland Transport Services GmbH | Advanced | Gasunie Deutschland Transport Services GmbH | 2026 | 183.48
STADE (DE) (LNG) | LNG Terminals Germany (GASPOOL) | Transmission Germany (GASPOOL) | TRA-A-786 | Capacity Expansion for the German LNG Terminals | Gasunie Deutschland Transport Services GmbH | Advanced | Gasunie Deutschland Transport Services GmbH | 2026 | 423.87
Croatia LNG | LNG Terminals Croatia | Transmission Croatia | LNG-N-815 | LNG terminal Krk 2nd phase | LNG Hrvatska d.o.o. | Less-Advanced | LNG Hrvatska d.o.o. | 2030 | 101.8
Gate Terminal (I) | LNG Terminals Netherlands (TTF) | Transmission Netherlands (TTF) | LNG-F-880 | Gate 4th tank, 4 bcma expansion | Gate terminal B.V. | FID | Gate Terminal B.V. | 2026 | 117.4
FSRU Polish Baltic Sea Coast | LNG Terminals Poland (VTP - GAZ-SYSTEM) | Transmission Poland (VTP - GAZ-SYSTEM) | LNG-A-947 | FSRU terminal in Gdańsk | GAZ-SYSTEM S.A. | Advanced | GAZ-SYSTEM S.A. | 2027 | 210
Thrace LNG | LNG Terminals Greece | Transmission Greece (Komotini) | LNG-A-1005 | Thrace LNG Terminal | GASTRADE SA | Advanced | Gastrade S.A. | 2025 | 189
FSRU 2 - SNAM | LNG Terminals Italia (PSV) | Transmission Italia (PSV) | LNG-F-1142 | FSRU Ravenna | FSRU Italia | FID | FSRU Italia (SNAM) | 2024 | 222
Sardinia LNG | LNG Terminals Italy (Sardinia) | Transmission Italy (Sardinia) | TRA-A-1194 | Sardinia Methanization | ENURA S.p.A. | Advanced | ENURA S.p.A. | 2027 | 46.5
BRUNSBUETTEL HAFEN (FSRU) (DE) | LNG Terminals Germany (GASPOOL) | Transmission Germany (GASPOOL) | TRA-F-1199 | LNG Terminal Brunsbuettel - Grid Integration | Gasunie Deutschland Transport Service GmbH | FID | Gasunie Deutschland Transport Services GmbH | 2024 | 97.41
STADE (DE) (LNG) | LNG Terminals Germany (GASPOOL) | Transmission Germany (GASPOOL) | TRA-F-1199 | LNG Terminal Brunsbuettel - Grid Integration | Gasunie Deutschland Transport Service GmbH | FID | Gasunie Deutschland Transport Services GmbH | 2024 | 96.93
FSRU ITALIA_PIOMBINO TERMINAL | LNG Terminals Italia (PSV) | Transmission Italia (PSV) | TRA-A-1317 | Connection FSRU Alto Tirreno | Snam Rete Gas S.p.A. | Advanced | FSRU Italia (SNAM) | 2026 | -222
FSRU Italia - Vado Terminal | LNG Terminals Italia (PSV) | Transmission Italia (PSV) | TRA-A-1317 | Connection FSRU Alto Tirreno | Snam Rete Gas S.p.A. | Advanced | FSRU Italia (SNAM) | 2026 | 222
FSRU ITALIA_PIOMBINO TERMINAL | LNG Terminals Italia (PSV) | Transmission Italia (PSV) | TRA-A-1317 | Connection FSRU Alto Tirreno | Snam Rete Gas S.p.A. | Advanced | Snam Rete Gas S.p.A. | 2026 | -222
FSRU Italia - Vado Terminal | LNG Terminals Italia (PSV) | Transmission Italia (PSV) | TRA-A-1317 | Connection FSRU Alto Tirreno | Snam Rete Gas S.p.A. | Advanced | Snam Rete Gas S.p.A. | 2026 | 222
Forecast Production Italia | NP Send-out Italia (PSV) | Transmission Italia (PSV) | BIO-A-1265 | Biomethane productions interconnection | Snam Rete Gas S.p.A. | Advanced | Snam Rete Gas S.p.A. | 2024 | 11
Forecast Production Italia | NP Send-out Italia (PSV) | Transmission Italia (PSV) | BIO-A-1265 | Biomethane productions interconnection | Snam Rete Gas S.p.A. | Less-Advanced | Snam Rete Gas S.p.A. | 2032 | 100
H2_ST_DE_EPE | Storage Germany (DE Hydrogen) | Transmission Germany (DE Hydrogen) | H2T-A-0 | OGE H2ercules Central | Open Grid Europe GmbH | Advanced | Open Grid Europe GmbH | 2025 | 4.25
H2_ST_DE_EPE | Storage Germany (DE Hydrogen) | Transmission Germany (DE Hydrogen) | H2T-A-0 | OGE H2ercules Central | Open Grid Europe GmbH | Advanced | Open Grid Europe GmbH | 2028 | 10.2
H2_ST_DE_EPE | Transmission Germany (DE Hydrogen) | Storage Germany (DE Hydrogen) | H2T-A-0 | OGE H2ercules Central | Open Grid Europe GmbH | Advanced | Open Grid Europe GmbH | 2025 | 4.25
H2_ST_DE_EPE | Transmission Germany (DE Hydrogen) | Storage Germany (DE Hydrogen) | H2T-A-0 | OGE H2ercules Central | Open Grid Europe GmbH | Advanced | Open Grid Europe GmbH | 2028 | 10.2
H2_ST_DE_EPE (Uniper) | Storage Germany (DE Hydrogen) | Transmission Germany (DE Hydrogen) | H2T-A-0 | OGE H2ercules Central | Open Grid Europe GmbH | Advanced | Open Grid Europe GmbH | 2025 | 4
H2_ST_DE_EPE (Uniper) | Storage Germany (DE Hydrogen) | Transmission Germany (DE Hydrogen) | H2T-A-0 | OGE H2ercules Central | Open Grid Europe GmbH | Less-Advanced | Open Grid Europe GmbH | 2030 | 0
H2_ST_DE_EPE (Uniper) | Transmission Germany (DE Hydrogen) | Storage Germany (DE Hydrogen) | H2T-A-0 | OGE H2ercules Central | Open Grid Europe GmbH | Advanced | Open Grid Europe GmbH | 2025 | 4
H2_ST_DE_EPE (Uniper) | Transmission Germany (DE Hydrogen) | Storage Germany (DE Hydrogen) | H2T-A-0 | OGE H2ercules Central | Open Grid Europe GmbH | Less-Advanced | Open Grid Europe GmbH | 2030 | 0
H2_ST_DE_Krummhörn | Storage Germany (DE Hydrogen) | Transmission Germany (DE Hydrogen) | H2T-A-0 | OGE H2ercules Central | Open Grid Europe GmbH | Advanced | Open Grid Europe GmbH | 2029 | 4
H2_ST_DE_Krummhörn | Transmission Germany (DE Hydrogen) | Storage Germany (DE Hydrogen) | H2T-A-0 | OGE H2ercules Central | Open Grid Europe GmbH | Advanced | Open Grid Europe GmbH | 2029 | 4
GMS Chiren | Storage Bulgaria (NGTS) (Storage) | Transmission Bulgaria (NGTS) | UGS-F-138 | UGS Chiren Expansion | Bulgartransgaz EAD | FID | Bulgartransgaz EAD | 2025 | 48.9
GMS Chiren | Transmission Bulgaria (NGTS) | Storage Bulgaria (NGTS) (Storage) | UGS-F-138 | UGS Chiren Expansion | Bulgartransgaz EAD | FID | Bulgartransgaz EAD | 2025 | 51.07
UGS - IT - Snam Rete Gas/STOGIT | Storage Italia (PSV) | Transmission Italia (PSV) | UGS-F-260 | System Enhancements - Stogit - on-shore gas fields | Stogit S.p.A. | FID | STOGIT | 2024 | 10.6
UGS - IT - Snam Rete Gas/STOGIT | Storage Italia (PSV) | Transmission Italia (PSV) | UGS-F-260 | System Enhancements - Stogit - on-shore gas fields | Stogit S.p.A. | FID | Snam Rete Gas S.p.A. | 2024 | 10.6
UGS - IT - Snam Rete Gas/STOGIT | Storage Italia (PSV) | Transmission Italia (PSV) | UGS-F-260 | System Enhancements - Stogit - on-shore gas fields | Stogit S.p.A. | FID | Snam Rete Gas S.p.A. | 2032 | 153.3
VIP Romgaz UGS (RO) | Storage Romania | Transmission Romania | UGS-F-311 | Bilciuresti daily withdrawal capacity increase | SNGN ROMGAZ SA - FILIALA DE INMAGAZINARE GAZE NATURALE DEPOGAZ PLOIESTI SRL | FID | SNGN ROMGAZ SA - FILIALA DE INMAGAZINARE GAZE NATURALE DEPOGAZ PLOIESTI SRL | 2027 | 42
UGS Velke Kapusany | Transmission Slovakia | Storage Slovakia | UGS-N-356 | Underground Gas Storage Velke Kapusany | NAFTA a.s. (joint stock company) | Less-Advanced | NAFTA a.s. | 2030 | 34.218
UGS Velke Kapusany | Storage Slovakia | Transmission Slovakia | UGS-N-356 | Underground Gas Storage Velke Kapusany | NAFTA a.s. (joint stock company) | Less-Advanced | NAFTA a.s. | 2030 | 34.218
VIP Romgaz UGS (RO) | Transmission Romania | Storage Romania | UGS-N-371 | Sarmasel undeground gas storage in Romania | SNGN ROMGAZ SA - FILIALA DE INMAGAZINARE GAZE NATURALE DEPOGAZ PLOIESTI SRL | Less-Advanced | SNGN ROMGAZ SA - FILIALA DE INMAGAZINARE GAZE NATURALE DEPOGAZ PLOIESTI SRL | 2030 | 34
VIP Romgaz UGS (RO) | Storage Romania | Transmission Romania | UGS-N-371 | Sarmasel undeground gas storage in Romania | SNGN ROMGAZ SA - FILIALA DE INMAGAZINARE GAZE NATURALE DEPOGAZ PLOIESTI SRL | Less-Advanced | SNGN ROMGAZ SA - FILIALA DE INMAGAZINARE GAZE NATURALE DEPOGAZ PLOIESTI SRL | 2030 | 45
Incukalns (LV) | Storage Latvia | Transmission Latvia | UGS-F-374 | Enhancement of Incukalns UGS | Conexus Baltic Grid, JSC | FID | Conexus Baltic Grid | 2019 | 84
Incukalns (LV) | Transmission Latvia | Storage Latvia | UGS-F-374 | Enhancement of Incukalns UGS | Conexus Baltic Grid, JSC | FID | Conexus Baltic Grid | 2025 | 8.5
H2_ST_GR | Storage Greece (GR Hydrogen) | Transmission Greece (GR Hydrogen) | H2S-N-385 | South Kavala Underground Hydrogen Storage facility | Hellenic Republic Asset Development Fund | Less-Advanced | Hellenic Republic Asset Management Fund | 2029 | 35
VIP Romgaz UGS (RO) | Transmission Romania | Storage Romania | UGS-F-398 | Ghercesti underground gas storage in Romania | SNGN ROMGAZ SA - FILIALA DE INMAGAZINARE GAZE NATURALE DEPOGAZ PLOIESTI SRL | FID | SNGN ROMGAZ SA - FILIALA DE INMAGAZINARE GAZE NATURALE DEPOGAZ PLOIESTI SRL | 2028 | 28
VIP Romgaz UGS (RO) | Storage Romania | Transmission Romania | UGS-F-398 | Ghercesti underground gas storage in Romania | SNGN ROMGAZ SA - FILIALA DE INMAGAZINARE GAZE NATURALE DEPOGAZ PLOIESTI SRL | FID | SNGN ROMGAZ SA - FILIALA DE INMAGAZINARE GAZE NATURALE DEPOGAZ PLOIESTI SRL | 2028 | 28
VIP Romgaz UGS (RO) | Transmission Romania | Storage Romania | UGS-N-399 | Falticeni UGS | SNGN ROMGAZ SA - FILIALA DE INMAGAZINARE GAZE NATURALE DEPOGAZ PLOIESTI SRL | Less-Advanced | SNGN ROMGAZ SA - FILIALA DE INMAGAZINARE GAZE NATURALE DEPOGAZ PLOIESTI SRL | 2032 | 14
VIP Romgaz UGS (RO) | Storage Romania | Transmission Romania | UGS-N-399 | Falticeni UGS | SNGN ROMGAZ SA - FILIALA DE INMAGAZINARE GAZE NATURALE DEPOGAZ PLOIESTI SRL | Less-Advanced | SNGN ROMGAZ SA - FILIALA DE INMAGAZINARE GAZE NATURALE DEPOGAZ PLOIESTI SRL | 2032 | 18
H2_ST_IT_FiumeTresteUHS | Storage Italy (IT Hydrogen) | Transmission Italy (IT Hydrogen) | H2T-A-418 | Connection Fiume Treste Livello F | Snam Rete Gas Spa | Advanced | Snam Rete Gas S.p.A. | 2029 | 6
H2_ST_IT_FiumeTresteUHS | Transmission Italy (IT Hydrogen) | Storage Italy (IT Hydrogen) | H2T-A-418 | Connection Fiume Treste Livello F | Snam Rete Gas Spa | Advanced | Snam Rete Gas S.p.A. | 2029 | 6
H2_ST_SK_West | Transmission Slovakia (SK Hydrogen West) | Storage Slovakia (SK Hydrogen West) | H2S-N-425 | UGS Lab - H2 | NAFTA a.s. (joint stock company) | Less-Advanced | NAFTA a.s. | 2030 | 15.09
H2_ST_SK_West | Storage Slovakia (SK Hydrogen West) | Transmission Slovakia (SK Hydrogen West) | H2S-N-425 | UGS Lab - H2 | NAFTA a.s. (joint stock company) | Less-Advanced | NAFTA a.s. | 2030 | 8.09
H2_ST_ES | Transmission Spain (ES Hydrogen) | Storage Spain (ES Hydrogen) | H2S-A-508 | H2 storage North-1 | Enagás Infraestructuras de Hidrógeno | Advanced | Enagas Infraestructuras de Hidrógeno | 2029 | 41
H2_ST_ES | Storage Spain (ES Hydrogen) | Transmission Spain (ES Hydrogen) | H2S-A-508 | H2 storage North-1 | Enagás Infraestructuras de Hidrógeno | Advanced | Enagas Infraestructuras de Hidrógeno | 2029 | 41
H2_ST_FR_South | Transmission France (FR Hydrogen South) | Storage France (FR Hydrogen South) | H2S-A-565 | GeoH2 | Géométhane | Advanced | Storengy | 2029 | 10
H2_ST_FR_South | Storage France (FR Hydrogen South) | Transmission France (FR Hydrogen South) | H2S-A-565 | GeoH2 | Géométhane | Advanced | Storengy | 2029 | 10
H2_ST_FR | Storage France (FR Hydrogen) | Transmission France (FR Hydrogen) | H2T-N-569 | HY-FEN – H2 Corridor Spain – France – Germany connection | GRTgaz | Less-Advanced | GRTgaz | 2030 | 12
H2_ST_FR | Transmission France (FR Hydrogen) | Storage France (FR Hydrogen) | H2T-N-569 | HY-FEN – H2 Corridor Spain – France – Germany connection | GRTgaz | Less-Advanced | GRTgaz | 2030 | 12
H2_ST_DE_Ruedersdorf | Transmission Germany (DE Hydrogen) | Storage Germany (DE Hydrogen) | H2S-N-574 | EWE Hydrogen Storage Ruedersdorf | EWE GASSPEICHER | Less-Advanced | EWE Gasspeicher GmbH | 2032 | 12
H2_ST_DE_Ruedersdorf | Storage Germany (DE Hydrogen) | Transmission Germany (DE Hydrogen) | H2S-N-574 | EWE Hydrogen Storage Ruedersdorf | EWE GASSPEICHER | Less-Advanced | EWE Gasspeicher GmbH | 2032 | 12
VIP Romgaz UGS (RO) | Transmission Romania | Storage Romania | UGS-N-606 | Modernization of the natural gas storage infrastructure - Balaceanca UGS | SNGN ROMGAZ SA - FILIALA DE INMAGAZINARE GAZE NATURALE DEPOGAZ PLOIESTI SRL | Less-Advanced | SNGN ROMGAZ SA - FILIALA DE INMAGAZINARE GAZE NATURALE DEPOGAZ PLOIESTI SRL | 2032 | 2.18
VIP Romgaz UGS (RO) | Storage Romania | Transmission Romania | UGS-N-606 | Modernization of the natural gas storage infrastructure - Balaceanca UGS | SNGN ROMGAZ SA - FILIALA DE INMAGAZINARE GAZE NATURALE DEPOGAZ PLOIESTI SRL | Less-Advanced | SNGN ROMGAZ SA - FILIALA DE INMAGAZINARE GAZE NATURALE DEPOGAZ PLOIESTI SRL | 2032 | 4.36
H2_ST_NL | Storage Netherlands (NL Hydrogen) | Transmission Netherlands (NL Hydrogen) | H2L-A-665 | Eemshaven H2 | N.V. NEDERLANDSE GASUNIE | Advanced | N.V. NEDERLANDSE GASUNIE | 2029 | 45.5
H2_ST_DE_Nüttermoor | Storage Germany (DE Hydrogen) | Transmission Germany (DE Hydrogen) | H2T-A-666 | H2Coastlink | Gastransport Nord GmbH | Advanced | Gastransport Nord GmbH | 2029 | 12
H2_ST_DE_Nüttermoor | Storage Germany (DE Hydrogen) | Transmission Germany (DE Hydrogen) | H2T-A-666 | H2Coastlink | Gastransport Nord GmbH | Less-Advanced | Gastransport Nord GmbH | 2032 | 33
H2_ST_DE_Nüttermoor | Transmission Germany (DE Hydrogen) | Storage Germany (DE Hydrogen) | H2T-A-666 | H2Coastlink | Gastransport Nord GmbH | Advanced | Gastransport Nord GmbH | 2029 | 12
H2_ST_DE_Nüttermoor | Transmission Germany (DE Hydrogen) | Storage Germany (DE Hydrogen) | H2T-A-666 | H2Coastlink | Gastransport Nord GmbH | Less-Advanced | Gastransport Nord GmbH | 2032 | 30
H2_ST_DE_Huntorf | Storage Germany (DE Hydrogen) | Transmission Germany (DE Hydrogen) | H2T-A-666 | H2Coastlink | Gastransport Nord GmbH | Advanced | Gastransport Nord GmbH | 2027 | 3
H2_ST_DE_Huntorf | Storage Germany (DE Hydrogen) | Transmission Germany (DE Hydrogen) | H2T-A-666 | H2Coastlink | Gastransport Nord GmbH | Advanced | Gastransport Nord GmbH | 2029 | 12
H2_ST_DE_Huntorf | Transmission Germany (DE Hydrogen) | Storage Germany (DE Hydrogen) | H2T-A-666 | H2Coastlink | Gastransport Nord GmbH | Advanced | Gastransport Nord GmbH | 2027 | 3
H2_ST_DE_Huntorf | Transmission Germany (DE Hydrogen) | Storage Germany (DE Hydrogen) | H2T-A-666 | H2Coastlink | Gastransport Nord GmbH | Advanced | Gastransport Nord GmbH | 2029 | 12
H2_ST_DE_Etzel | Transmission Germany (DE Hydrogen) | Storage Germany (DE Hydrogen) | H2S-N-671 | Gasunie SpHyGER Etzel (GSE) | Gasunie Energy Development GmbH | Less-Advanced | N.V. NEDERLANDSE GASUNIE | 2032 | 48
H2_ST_DE_Etzel | Storage Germany (DE Hydrogen) | Transmission Germany (DE Hydrogen) | H2S-N-671 | Gasunie SpHyGER Etzel (GSE) | Gasunie Energy Development GmbH | Less-Advanced | N.V. NEDERLANDSE GASUNIE | 2032 | 48
H2_ST_DE_Huntorf | Transmission Germany (DE Hydrogen) | Storage Germany (DE Hydrogen) | H2S-A-749 | EWE Hydrogen Storage Huntorf | EWE GASSPEICHER | Advanced | EWE Gasspeicher GmbH | 2029 | 9
H2_ST_DE_Huntorf | Storage Germany (DE Hydrogen) | Transmission Germany (DE Hydrogen) | H2S-A-749 | EWE Hydrogen Storage Huntorf | EWE GASSPEICHER | Advanced | EWE Gasspeicher GmbH | 2029 | 9
H2_ST_DE_Nüttermoor | Transmission Germany (DE Hydrogen) | Storage Germany (DE Hydrogen) | H2S-A-761 | EWE Hydrogen Storage Jemgum | EWE GASSPEICHER | Advanced | EWE Gasspeicher GmbH | 2029 | 12
H2_ST_DE_Nüttermoor | Storage Germany (DE Hydrogen) | Transmission Germany (DE Hydrogen) | H2S-A-761 | EWE Hydrogen Storage Jemgum | EWE GASSPEICHER | Advanced | EWE Gasspeicher GmbH | 2029 | 12
H2_ST_DE_EPE | Transmission Germany (DE Hydrogen) | Storage Germany (DE Hydrogen) | H2S-A-767 | RWE H2 Storage expansion Gronau-Epe | RWE Gas Storage West GmbH | Advanced | RWE Gas Storage West | 2028 | 10.2
H2_ST_DE_EPE | Storage Germany (DE Hydrogen) | Transmission Germany (DE Hydrogen) | H2S-A-767 | RWE H2 Storage expansion Gronau-Epe | RWE Gas Storage West GmbH | Advanced | RWE Gas Storage West | 2028 | 10.2
H2_ST_DE_Nüttermoor | Transmission Germany (DE Hydrogen) | Storage Germany (DE Hydrogen) | H2S-N-775 | EWE Hydrogen Storage Nuettermoor | EWE GASSPEICHER | Less-Advanced | EWE Gasspeicher GmbH | 2032 | 12
H2_ST_DE_Nüttermoor | Storage Germany (DE Hydrogen) | Transmission Germany (DE Hydrogen) | H2S-N-775 | EWE Hydrogen Storage Nuettermoor | EWE GASSPEICHER | Less-Advanced | EWE Gasspeicher GmbH | 2032 | 12
H2_ST_DE_Stassfurt | Transmission Germany (DE Hydrogen) | Storage Germany (DE Hydrogen) | H2S-A-802 | RWE H2 Storage Staßfurt | RWE Gas Storage West GmbH | Advanced | RWE Gas Storage West | 2028 | 14
H2_ST_DE_Stassfurt | Storage Germany (DE Hydrogen) | Transmission Germany (DE Hydrogen) | H2S-A-802 | RWE H2 Storage Staßfurt | RWE Gas Storage West GmbH | Advanced | RWE Gas Storage West | 2028 | 14
H2_ST_DE_Xanten | Transmission Germany (DE Hydrogen) | Storage Germany (DE Hydrogen) | H2S-A-818 | RWE H2 Storage Xanten | RWE Gas Storage West GmbH | Advanced | RWE Gas Storage West | 2029 | 14
H2_ST_DE_Xanten | Storage Germany (DE Hydrogen) | Transmission Germany (DE Hydrogen) | H2S-A-818 | RWE H2 Storage Xanten | RWE Gas Storage West GmbH | Advanced | RWE Gas Storage West | 2029 | 14
H2_ST_DE_Huntorf | Transmission Germany (DE Hydrogen) | Storage Germany (DE Hydrogen) | H2S-A-839 | EWE Hydrogen Storage Huntorf_IPCEI | EWE GASSPEICHER | Advanced | EWE Gasspeicher GmbH | 2027 | 3
H2_ST_DE_Huntorf | Storage Germany (DE Hydrogen) | Transmission Germany (DE Hydrogen) | H2S-A-839 | EWE Hydrogen Storage Huntorf_IPCEI | EWE GASSPEICHER | Advanced | EWE Gasspeicher GmbH | 2027 | 3
H2_ST_DE_Xanten | Storage Germany (DE Hydrogen) | Transmission Germany (DE Hydrogen) | H2T-A-876 | IP Elten/Zevenaar - Cologne | Thyssengas GmbH | Advanced | Thyssengas GmbH | 2029 | 14
H2_ST_DE_Xanten | Transmission Germany (DE Hydrogen) | Storage Germany (DE Hydrogen) | H2T-A-876 | IP Elten/Zevenaar - Cologne | Thyssengas GmbH | Advanced | Thyssengas GmbH | 2029 | 14
H2_ST_DE_Weißenfeld | Transmission Germany (DE Hydrogen) | Storage Germany (DE Hydrogen) | H2S-N-907 | SaltHy Harsefeld II A+B | Storengy Deutschland GmbH | Less-Advanced | Storengy Deutschland GmbH | 2033 | 24
H2_ST_DE_Weißenfeld | Storage Germany (DE Hydrogen) | Transmission Germany (DE Hydrogen) | H2S-N-907 | SaltHy Harsefeld II A+B | Storengy Deutschland GmbH | Less-Advanced | Storengy Deutschland GmbH | 2033 | 24
H2_ST_FR_South | Storage France (FR Hydrogen South) | Transmission France (FR Hydrogen South) | H2T-A-909 | Connexion HY-FEN-GeoH2 | GRTgaz | Advanced | GRTgaz | 2029 | 10
H2_ST_FR_South | Transmission France (FR Hydrogen South) | Storage France (FR Hydrogen South) | H2T-A-909 | Connexion HY-FEN-GeoH2 | GRTgaz | Advanced | GRTgaz | 2029 | 10
H2_ST_DE_EPE | Storage Germany (DE Hydrogen) | Transmission Germany (DE Hydrogen) | H2T-A-917 | Emsbüren - Leverkusen | Thyssengas GmbH | Advanced | Thyssengas GmbH | 2027 | 6.8
H2_ST_DE_EPE | Transmission Germany (DE Hydrogen) | Storage Germany (DE Hydrogen) | H2T-A-917 | Emsbüren - Leverkusen | Thyssengas GmbH | Advanced | Thyssengas GmbH | 2027 | 6.8
H2_ST_DE_Etzel | Storage Germany (DE Hydrogen) | Transmission Germany (DE Hydrogen) | H2T-A-933 | Hyperlink 4-5 Wilhelmshaven - Emsbüren | Gasunie Deutschland Transport Services GmbH | Less-Advanced | Gasunie Deutschland Transport Services GmbH | 2032 | 48
H2_ST_DE_Etzel | Transmission Germany (DE Hydrogen) | Storage Germany (DE Hydrogen) | H2T-A-933 | Hyperlink 4-5 Wilhelmshaven - Emsbüren | Gasunie Deutschland Transport Services GmbH | Less-Advanced | Gasunie Deutschland Transport Services GmbH | 2032 | 48
H2_ST_DE_Weißenfeld | Transmission Germany (DE Hydrogen) | Storage Germany (DE Hydrogen) | H2S-N-934 | SaltHy Harsefeld | Storengy Deutschland GmbH | Less-Advanced | Storengy Deutschland GmbH | 2030 | 17
H2_ST_DE_Weißenfeld | Storage Germany (DE Hydrogen) | Transmission Germany (DE Hydrogen) | H2S-N-934 | SaltHy Harsefeld | Storengy Deutschland GmbH | Less-Advanced | Storengy Deutschland GmbH | 2030 | 17
H2_ST_FR | Storage France (FR Hydrogen) | Transmission France (FR Hydrogen) | H2T-A-969 | RHYn | GRTgaz | Less-Advanced | GRTgaz | 2033 | 10
H2_ST_FR | Transmission France (FR Hydrogen) | Storage France (FR Hydrogen) | H2T-A-969 | RHYn | GRTgaz | Less-Advanced | GRTgaz | 2033 | 10
H2_ST_PL_NordicBalticCorridor | Storage Poland (PL Hydrogen nordic baltic corridor) | Transmission Poland (PL Hydrogen nordic baltic corridor) | H2S-N-981 | Damasławek Hydrogen Storage | GAZ-SYSTEM S.A. | Less-Advanced | GAZ-SYSTEM S.A. | 2036 | 0.76
H2_ST_PL_NordicBalticCorridor | Storage Poland (PL Hydrogen nordic baltic corridor) | Transmission Poland (PL Hydrogen nordic baltic corridor) | H2S-N-981 | Damasławek Hydrogen Storage | GAZ-SYSTEM S.A. | Less-Advanced | GAZ-SYSTEM S.A. | 2039 | 0.76
H2_ST_PL_NordicBalticCorridor | Storage Poland (PL Hydrogen nordic baltic corridor) | Transmission Poland (PL Hydrogen nordic baltic corridor) | H2S-N-981 | Damasławek Hydrogen Storage | GAZ-SYSTEM S.A. | Less-Advanced | GAZ-SYSTEM S.A. | 2042 | 0.76
H2_ST_PL_NordicBalticCorridor | Storage Poland (PL Hydrogen nordic baltic corridor) | Transmission Poland (PL Hydrogen nordic baltic corridor) | H2S-N-981 | Damasławek Hydrogen Storage | GAZ-SYSTEM S.A. | Less-Advanced | GAZ-SYSTEM S.A. | 2045 | 0.76
H2_ST_PL_NordicBalticCorridor | Storage Poland (PL Hydrogen nordic baltic corridor) | Transmission Poland (PL Hydrogen nordic baltic corridor) | H2S-N-981 | Damasławek Hydrogen Storage | GAZ-SYSTEM S.A. | Less-Advanced | GAZ-SYSTEM S.A. | 2048 | 0.76
H2_ST_PL_NordicBalticCorridor | Storage Poland (PL Hydrogen nordic baltic corridor) | Transmission Poland (PL Hydrogen nordic baltic corridor) | H2S-N-981 | Damasławek Hydrogen Storage | GAZ-SYSTEM S.A. | Less-Advanced | GAZ-SYSTEM S.A. | 2051 | 0.76
H2_ST_PL_NordicBalticCorridor | Transmission Poland (PL Hydrogen nordic baltic corridor) | Storage Poland (PL Hydrogen nordic baltic corridor) | H2S-N-981 | Damasławek Hydrogen Storage | GAZ-SYSTEM S.A. | Less-Advanced | GAZ-SYSTEM S.A. | 2036 | 0.76
H2_ST_PL_NordicBalticCorridor | Transmission Poland (PL Hydrogen nordic baltic corridor) | Storage Poland (PL Hydrogen nordic baltic corridor) | H2S-N-981 | Damasławek Hydrogen Storage | GAZ-SYSTEM S.A. | Less-Advanced | GAZ-SYSTEM S.A. | 2039 | 0.76
H2_ST_PL_NordicBalticCorridor | Transmission Poland (PL Hydrogen nordic baltic corridor) | Storage Poland (PL Hydrogen nordic baltic corridor) | H2S-N-981 | Damasławek Hydrogen Storage | GAZ-SYSTEM S.A. | Less-Advanced | GAZ-SYSTEM S.A. | 2042 | 0.76
H2_ST_PL_NordicBalticCorridor | Transmission Poland (PL Hydrogen nordic baltic corridor) | Storage Poland (PL Hydrogen nordic baltic corridor) | H2S-N-981 | Damasławek Hydrogen Storage | GAZ-SYSTEM S.A. | Less-Advanced | GAZ-SYSTEM S.A. | 2045 | 0.76
H2_ST_PL_NordicBalticCorridor | Transmission Poland (PL Hydrogen nordic baltic corridor) | Storage Poland (PL Hydrogen nordic baltic corridor) | H2S-N-981 | Damasławek Hydrogen Storage | GAZ-SYSTEM S.A. | Less-Advanced | GAZ-SYSTEM S.A. | 2048 | 0.76
H2_ST_PL_NordicBalticCorridor | Transmission Poland (PL Hydrogen nordic baltic corridor) | Storage Poland (PL Hydrogen nordic baltic corridor) | H2S-N-981 | Damasławek Hydrogen Storage | GAZ-SYSTEM S.A. | Less-Advanced | GAZ-SYSTEM S.A. | 2051 | 0.76
H2_ST_DE_Nüttermoor | Storage Germany (DE Hydrogen) | Transmission Germany (DE Hydrogen) | H2T-A-1000 | Hyperlink | Gasunie Deutschland Transport Services GmbH | Advanced | Gasunie Deutschland Transport Services GmbH | 2029 | 12
H2_ST_DE_Nüttermoor | Storage Germany (DE Hydrogen) | Transmission Germany (DE Hydrogen) | H2T-A-1000 | Hyperlink | Gasunie Deutschland Transport Services GmbH | Less-Advanced | Gasunie Deutschland Transport Services GmbH | 2032 | 12
H2_ST_DE_Nüttermoor | Transmission Germany (DE Hydrogen) | Storage Germany (DE Hydrogen) | H2T-A-1000 | Hyperlink | Gasunie Deutschland Transport Services GmbH | Advanced | Gasunie Deutschland Transport Services GmbH | 2029 | 12
H2_ST_DE_Nüttermoor | Transmission Germany (DE Hydrogen) | Storage Germany (DE Hydrogen) | H2T-A-1000 | Hyperlink | Gasunie Deutschland Transport Services GmbH | Less-Advanced | Gasunie Deutschland Transport Services GmbH | 2032 | 12
H2_ST_DE_Weißenfeld | Storage Germany (DE Hydrogen) | Transmission Germany (DE Hydrogen) | H2T-A-1001 | Danish-German Hydrogen Network; German Part - HyPerLink Phase III | Gasunie Deutschland Transport Services GmbH | Less-Advanced | Gasunie Deutschland Transport Services GmbH | 2030 | 16.8
H2_ST_DE_Weißenfeld | Storage Germany (DE Hydrogen) | Transmission Germany (DE Hydrogen) | H2T-A-1001 | Danish-German Hydrogen Network; German Part - HyPerLink Phase III | Gasunie Deutschland Transport Services GmbH | Less-Advanced | Gasunie Deutschland Transport Services GmbH | 2033 | 24
H2_ST_DE_Weißenfeld | Storage Germany (DE Hydrogen) | Transmission Germany (DE Hydrogen) | H2T-A-1001 | Danish-German Hydrogen Network; German Part - HyPerLink Phase III | Gasunie Deutschland Transport Services GmbH | Less-Advanced | Gasunie Deutschland Transport Services GmbH | 2035 | 24
H2_ST_DE_Weißenfeld | Transmission Germany (DE Hydrogen) | Storage Germany (DE Hydrogen) | H2T-A-1001 | Danish-German Hydrogen Network; German Part - HyPerLink Phase III | Gasunie Deutschland Transport Services GmbH | Less-Advanced | Gasunie Deutschland Transport Services GmbH | 2030 | 16.8
H2_ST_DE_Weißenfeld | Transmission Germany (DE Hydrogen) | Storage Germany (DE Hydrogen) | H2T-A-1001 | Danish-German Hydrogen Network; German Part - HyPerLink Phase III | Gasunie Deutschland Transport Services GmbH | Less-Advanced | Gasunie Deutschland Transport Services GmbH | 2033 | 24
H2_ST_DE_Weißenfeld | Transmission Germany (DE Hydrogen) | Storage Germany (DE Hydrogen) | H2T-A-1001 | Danish-German Hydrogen Network; German Part - HyPerLink Phase III | Gasunie Deutschland Transport Services GmbH | Less-Advanced | Gasunie Deutschland Transport Services GmbH | 2035 | 24
H2_ST_DE_Etzel | Storage Germany (DE Hydrogen) | Transmission Germany (DE Hydrogen) | H2T-A-1037 | H2ercules Network North | Open Grid Europe GmbH | Advanced | Open Grid Europe GmbH | 2027 | 57
H2_ST_DE_Etzel | Transmission Germany (DE Hydrogen) | Storage Germany (DE Hydrogen) | H2T-A-1037 | H2ercules Network North | Open Grid Europe GmbH | Advanced | Open Grid Europe GmbH | 2027 | 56.4
H2_ST_GR | Storage Greece (GR Hydrogen) | Transmission Greece (GR Hydrogen) | H2T-A-1092 | Metering and Regulating Station at UΗS South Kavala | DESFA S.A. | Advanced | DESFA S.A. | 2029 | 35
H2_ST_GR | Transmission Greece (GR Hydrogen) | Storage Greece (GR Hydrogen) | H2T-A-1092 | Metering and Regulating Station at UΗS South Kavala | DESFA S.A. | Advanced | DESFA S.A. | 2029 | 35
H2_ST_ES | Transmission Spain (ES Hydrogen) | Storage Spain (ES Hydrogen) | H2S-A-1152 | H2 storage North-2 | Enagás Infraestructuras de Hidrógeno | Advanced | Enagas Infraestructuras de Hidrógeno | 2029 | 21
H2_ST_ES | Storage Spain (ES Hydrogen) | Transmission Spain (ES Hydrogen) | H2S-A-1152 | H2 storage North-2 | Enagás Infraestructuras de Hidrógeno | Advanced | Enagas Infraestructuras de Hidrógeno | 2029 | 21
UGS - IT - Snam Rete Gas/STOGIT | Transmission Italia (PSV) | Storage Italia (PSV) | UGS-N-1182 | Alfonsine UGS Enhancement | Stogit S.p.A. | Less-Advanced | STOGIT | 2031 | 211.5
UGS - IT - Snam Rete Gas/STOGIT | Storage Italia (PSV) | Transmission Italia (PSV) | UGS-N-1182 | Alfonsine UGS Enhancement | Stogit S.p.A. | Less-Advanced | STOGIT | 2031 | 211.5
UGS - IT - Snam Rete Gas/STOGIT | Storage Italia (PSV) | Transmission Italia (PSV) | UGS-N-1182 | Alfonsine UGS Enhancement | Stogit S.p.A. | Less-Advanced | Snam Rete Gas S.p.A. | 2031 | 211.5
UGS - IT - Snam Rete Gas/STOGIT | Transmission Italia (PSV) | Storage Italia (PSV) | UGS-N-1182 | Alfonsine UGS Enhancement | Stogit S.p.A. | Less-Advanced | Snam Rete Gas S.p.A. | 2031 | 211.5
H2_ST_FR | Storage France (FR Hydrogen) | Transmission France (FR Hydrogen) | H2T-N-1187 | HY4Link (FR) | GRTgaz | Less-Advanced | GRTgaz | 2034 | 3
H2_ST_FR | Transmission France (FR Hydrogen) | Storage France (FR Hydrogen) | H2T-N-1187 | HY4Link (FR) | GRTgaz | Less-Advanced | GRTgaz | 2034 | 3
H2_ST_IT_FiumeTresteUHS | Transmission Italy (IT Hydrogen) | Storage Italy (IT Hydrogen) | H2S-A-1189 | Fiume Treste Livello F Underground Hydrogen Storage | STOGIT | Less-Advanced | STOGIT | 2029 | 0
H2_ST_IT_FiumeTresteUHS | Transmission Italy (IT Hydrogen) | Storage Italy (IT Hydrogen) | H2S-A-1189 | Fiume Treste Livello F Underground Hydrogen Storage | STOGIT | Less-Advanced | STOGIT | 2033 | 6
H2_ST_IT_FiumeTresteUHS | Storage Italy (IT Hydrogen) | Transmission Italy (IT Hydrogen) | H2S-A-1189 | Fiume Treste Livello F Underground Hydrogen Storage | STOGIT | Less-Advanced | STOGIT | 2029 | 0
H2_ST_IT_FiumeTresteUHS | Storage Italy (IT Hydrogen) | Transmission Italy (IT Hydrogen) | H2S-A-1189 | Fiume Treste Livello F Underground Hydrogen Storage | STOGIT | Less-Advanced | STOGIT | 2033 | 6
H2_ST_DK | Storage Denmark (DK Hydrogen) | Transmission Denmark (DK Hydrogen) | H2T-A-1236 | DK Hydrogen Pipeline, West DK Hydrogen System | Energinet | Advanced | Energinet | 2028 | 103.2
H2_ST_DK | Transmission Denmark (DK Hydrogen) | Storage Denmark (DK Hydrogen) | H2T-A-1236 | DK Hydrogen Pipeline, West DK Hydrogen System | Energinet | Advanced | Energinet | 2028 | 103.2
H2_ST_DK | Storage Denmark (DK Hydrogen) | Transmission Denmark (DK Hydrogen) | H2S-A-1238 | DK Hydrogen Storage | Energinet | Advanced | Energinet | 2027 | 9.5
H2_ST_DK | Transmission Denmark (DK Hydrogen) | Storage Denmark (DK Hydrogen) | H2S-A-1238 | DK Hydrogen Storage | Energinet | Advanced | Energinet | 2027 | 3.16
H2_ST_DE_Krummhörn | Transmission Germany (DE Hydrogen) | Storage Germany (DE Hydrogen) | H2S-A-1244 | UST Hydrogen Storage Krummhörn | Uniper Energy Storage GmbH | Advanced | Uniper Energy Storage GmbH | 2029 | 4
H2_ST_DE_Krummhörn | Storage Germany (DE Hydrogen) | Transmission Germany (DE Hydrogen) | H2S-A-1244 | UST Hydrogen Storage Krummhörn | Uniper Energy Storage GmbH | Advanced | Uniper Energy Storage GmbH | 2029 | 4
H2_ST_NL | Storage Netherlands (NL Hydrogen) | Transmission Netherlands (NL Hydrogen) | H2S-A-1279 | Hystock Opslag H2 | N.V.Nederlandse Gasunie | Advanced | N.V. NEDERLANDSE GASUNIE | 2028 | 3.3
H2_ST_NL | Storage Netherlands (NL Hydrogen) | Transmission Netherlands (NL Hydrogen) | H2S-A-1279 | Hystock Opslag H2 | N.V.Nederlandse Gasunie | Less-Advanced | N.V. NEDERLANDSE GASUNIE | 2034 | 9.9
H2_ST_NL | Transmission Netherlands (NL Hydrogen) | Storage Netherlands (NL Hydrogen) | H2S-A-1279 | Hystock Opslag H2 | N.V.Nederlandse Gasunie | Advanced | N.V. NEDERLANDSE GASUNIE | 2028 | 3.3
H2_ST_NL | Transmission Netherlands (NL Hydrogen) | Storage Netherlands (NL Hydrogen) | H2S-A-1279 | Hystock Opslag H2 | N.V.Nederlandse Gasunie | Less-Advanced | N.V. NEDERLANDSE GASUNIE | 2034 | 9.9
H2_ST_ES | Transmission Spain (ES Hydrogen) | Storage Spain (ES Hydrogen) | H2S-N-1282 | H2 storage Yela | Enagás Infraestructuras de Hidrógeno | Less-Advanced | Enagas Infraestructuras de Hidrógeno | 2039 | 18
H2_ST_ES | Storage Spain (ES Hydrogen) | Transmission Spain (ES Hydrogen) | H2S-N-1282 | H2 storage Yela | Enagás Infraestructuras de Hidrógeno | Less-Advanced | Enagas Infraestructuras de Hidrógeno | 2039 | 28
H2_ST_DE_EPE | Transmission Germany (DE Hydrogen) | Storage Germany (DE Hydrogen) | H2S-A-1284 | RWE H2 Storage Gronau-Epe | RWE Gas Storage West GmbH | Advanced | RWE Gas Storage West | 2026 | 4.25
H2_ST_DE_EPE | Storage Germany (DE Hydrogen) | Transmission Germany (DE Hydrogen) | H2S-A-1284 | RWE H2 Storage Gronau-Epe | RWE Gas Storage West GmbH | Advanced | RWE Gas Storage West | 2026 | 4.25
H2_ST_DE_EPE | Transmission Germany (DE Hydrogen) | Storage Germany (DE Hydrogen) | H2S-A-1287 | RWE H2 Storage Gronau-Epe - 2nd expansion | RWE Gas Storage West GmbH | Advanced | RWE Gas Storage West | 2028 | 6.8
H2_ST_DE_EPE | Storage Germany (DE Hydrogen) | Transmission Germany (DE Hydrogen) | H2S-A-1287 | RWE H2 Storage Gronau-Epe - 2nd expansion | RWE Gas Storage West GmbH | Advanced | RWE Gas Storage West | 2028 | 6.8
H2_ST_DE_Xanten | Transmission Germany (DE Hydrogen) | Storage Germany (DE Hydrogen) | H2S-N-1288 | RWE H2 Storage Xanten (expansion) | RWE Gas Storage West GmbH | Less-Advanced | RWE Gas Storage West | 2030 | 0
H2_ST_DE_Xanten | Storage Germany (DE Hydrogen) | Transmission Germany (DE Hydrogen) | H2S-N-1288 | RWE H2 Storage Xanten (expansion) | RWE Gas Storage West GmbH | Less-Advanced | RWE Gas Storage West | 2030 | 0
H2_ST_DE_EPE (Uniper) | Transmission Germany (DE Hydrogen) | Storage Germany (DE Hydrogen) | H2S-N-1295 | UST Hydrogen Storage Epe | Uniper Energy Storage GmbH | Less-Advanced | Uniper Energy Storage GmbH | 2030 | 4
H2_ST_DE_EPE (Uniper) | Storage Germany (DE Hydrogen) | Transmission Germany (DE Hydrogen) | H2S-N-1295 | UST Hydrogen Storage Epe | Uniper Energy Storage GmbH | Less-Advanced | Uniper Energy Storage GmbH | 2030 | 4
H2_ST_FR | Transmission France (FR Hydrogen) | Storage France (FR Hydrogen) | H2S-N-1296 | StorgrHyn | Storengy France | Less-Advanced | Storengy | 2033 | 3
H2_ST_FR | Storage France (FR Hydrogen) | Transmission France (FR Hydrogen) | H2S-N-1296 | StorgrHyn | Storengy France | Less-Advanced | Storengy | 2033 | 3
H2_ST_FR | Transmission France (FR Hydrogen) | Storage France (FR Hydrogen) | H2S-N-1297 | StorgrHyn_2 | Storengy France | Less-Advanced | Storengy | 2033 | 5
H2_ST_FR | Storage France (FR Hydrogen) | Transmission France (FR Hydrogen) | H2S-N-1297 | StorgrHyn_2 | Storengy France | Less-Advanced | Storengy | 2033 | 5
H2_ST_FR | Transmission France (FR Hydrogen) | Storage France (FR Hydrogen) | H2S-F-1304 | HYPSTER | STORENGY | FID | Storengy | 2025 | 2
H2_ST_FR | Storage France (FR Hydrogen) | Transmission France (FR Hydrogen) | H2S-F-1304 | HYPSTER | STORENGY | FID | Storengy | 2025 | 2
H2_ST_FR | Transmission France (FR Hydrogen) | Storage France (FR Hydrogen) | H2S-N-1319 | StorgrHyn_3 | Storengy France | Less-Advanced | Storengy | 2033 | 5
H2_ST_FR | Storage France (FR Hydrogen) | Transmission France (FR Hydrogen) | H2S-N-1319 | StorgrHyn_3 | Storengy France | Less-Advanced | Storengy | 2033 | 5
H2_ST_FR | Transmission France (FR Hydrogen) | Storage France (FR Hydrogen) | H2S-N-1320 | HyPSTER_2 | Storengy France | Less-Advanced | Storengy | 2027 | 0.018
H2_ST_FR | Storage France (FR Hydrogen) | Transmission France (FR Hydrogen) | H2S-N-1320 | HyPSTER_2 | Storengy France | Less-Advanced | Storengy | 2027 | 0.24
H2_ST_FR | Transmission France (FR Hydrogen) | Storage France (FR Hydrogen) | H2S-N-1321 | HyPSTER_3 | Storengy France | Less-Advanced | Storengy | 2030 | 4.6
H2_ST_FR | Storage France (FR Hydrogen) | Transmission France (FR Hydrogen) | H2S-N-1321 | HyPSTER_3 | Storengy France | Less-Advanced | Storengy | 2030 | 4.6
H2_ST_DE_Stassfurt | Storage Germany (DE Hydrogen) | Transmission Germany (DE Hydrogen) | H2T-N-1328 | TSO connection capacities to RWE H2 Storage Staßfurt (H2S-N-802) | ONTRAS Gastransport GmbH | Less-Advanced | ONTRAS Gastransport GmbH | 2032 | 6.3
H2_ST_DE_Stassfurt | Transmission Germany (DE Hydrogen) | Storage Germany (DE Hydrogen) | H2T-N-1328 | TSO connection capacities to RWE H2 Storage Staßfurt (H2S-N-802) | ONTRAS Gastransport GmbH | Less-Advanced | ONTRAS Gastransport GmbH | 2032 | 6.3
H2_ST_DE_Ruedersdorf | Storage Germany (DE Hydrogen) | Transmission Germany (DE Hydrogen) | H2T-N-1329 | TSO connection capacities to EWE Hydrogen Storage Ruedersdorf (H2S-N-574) | ONTRAS Gastransport GmbH | Less-Advanced | ONTRAS Gastransport GmbH | 2032 | 1.9
H2_ST_DE_Ruedersdorf | Transmission Germany (DE Hydrogen) | Storage Germany (DE Hydrogen) | H2T-N-1329 | TSO connection capacities to EWE Hydrogen Storage Ruedersdorf (H2S-N-574) | ONTRAS Gastransport GmbH | Less-Advanced | ONTRAS Gastransport GmbH | 2032 | 1.9
H2_ST_FR_SouthWest | Storage France (FR Hydrogen South West) | Transmission France (FR Hydrogen South West) | H2S-A-1352 | HySoW storage (Hydrogen South West corridor of France storage) | Teréga (TSO+SSO company) | Advanced | TERÉGA | 2029 | 9.3
H2_ST_FR_SouthWest | Transmission France (FR Hydrogen South West) | Storage France (FR Hydrogen South West) | H2S-A-1352 | HySoW storage (Hydrogen South West corridor of France storage) | Teréga (TSO+SSO company) | Advanced | TERÉGA | 2029 | 9.3
ETR virtual aggregation (DK) | Distribution Denmark | Transmission Denmark | BIO-F-497 | Reverse flow biomethane Denmark vol. 2 | Energinet | FID | Energinet | 2026 | 2
PSV | Transmission Italia (PSV) | Transmission Italia (PSV) | TRA-A-607 | Transmission Hybrid Compressor Stations | Snam Rete Gas S.p.A. | Advanced | Snam Rete Gas S.p.A. | 2026 | 0
PSV | Transmission Italia (PSV) | Transmission Italia (PSV) | TRA-A-607 | Transmission Hybrid Compressor Stations | Snam Rete Gas S.p.A. | Less-Advanced | Snam Rete Gas S.p.A. | 2032 | 0
H2_VTP_PT | Transmission Portugal (PT Hydrogen) | Transmission Portugal (PT Hydrogen) | H2T-A-978 | Portuguese Hydrogen Backbone | REN - Gasodutos, S.A. | Advanced | REN - Gasodutos, S.A. | 2029 | 81
H2_VTP_PT | Transmission Portugal (PT Hydrogen) | Transmission Portugal (PT Hydrogen) | H2T-A-978 | Portuguese Hydrogen Backbone | REN - Gasodutos, S.A. | Advanced | REN - Gasodutos, S.A. | 2029 | 81
Larino (IT) | Transmission Italia (PSV) | Transmission Italia (SGI) | TRA-F-439 | Stazione di Spinta "San Marco" | S.G.I. S.p.A. | FID | Società Gasdotti Italia | 2022 | 53
H2_IP_GR-BG | Transmission Greece (GR Hydrogen) | Transmission Bulgaria (BG Hydrogen) | RET-N-558 | Smartening up the existing BG gas transmission network(SmartSwitch project) | Bulgartransgaz EAD | Less-Advanced | Bulgartransgaz EAD | 2027 | 5.508
H2_IP_GR-BG | Transmission Bulgaria (BG Hydrogen) | Transmission Greece (GR Hydrogen) | RET-N-558 | Smartening up the existing BG gas transmission network(SmartSwitch project) | Bulgartransgaz EAD | Less-Advanced | Bulgartransgaz EAD | 2027 | 9.967
H2_IP_RO-BG | Transmission Romania (RO Hydrogen) | Transmission Bulgaria (BG Hydrogen) | RET-N-558 | Smartening up the existing BG gas transmission network(SmartSwitch project) | Bulgartransgaz EAD | Less-Advanced | Bulgartransgaz EAD | 2027 | 19.8
H2_IP_RO-BG | Transmission Bulgaria (BG Hydrogen) | Transmission Romania (RO Hydrogen) | RET-N-558 | Smartening up the existing BG gas transmission network(SmartSwitch project) | Bulgartransgaz EAD | Less-Advanced | Bulgartransgaz EAD | 2027 | 12.598
H2_IP_BG-MK | Transmission Bulgaria (BG Hydrogen) | Transmission North Macedonia (MK Hydrogen) | RET-N-558 | Smartening up the existing BG gas transmission network(SmartSwitch project) | Bulgartransgaz EAD | Less-Advanced | Bulgartransgaz EAD | 2027 | 2.329
Eastring RO Domestic Point | Transmission Eastring Romania | Transmission Romania | TRA-A-655 | Eastring - Romania | SNTGN Transgaz SA | Advanced | SNTGN Transgaz S.A. | 2025 | 150
Eastring RO Domestic Point | Transmission Romania | Transmission Eastring Romania | TRA-A-655 | Eastring - Romania | SNTGN Transgaz SA | Advanced | SNTGN Transgaz S.A. | 2025 | 150
Stara Zagora | Transmission Interconnector Greece-Bulgaria Bulgaria | Transmission Bulgaria (NGTS) | TRA-N-670 | IGB 3to5 Expansion & H2 Upgrade (the Project) | ICGB AD | Less-Advanced | ICGB a.d. | 2026 | 53.242
H2_IP_RO-BG | Transmission Romania (RO Hydrogen) | Transmission Bulgaria (BG Hydrogen) | H2T-N-777 | H2 transmission system in Bulgaria (Phase 2 of SEE H2 Priority Corridor) | Bulgartansgaz EAD | Less-Advanced | Bulgartransgaz EAD | 2029 | 80
H2_IP_RO-BG | Transmission Bulgaria (BG Hydrogen) | Transmission Romania (RO Hydrogen) | H2T-N-777 | H2 transmission system in Bulgaria (Phase 2 of SEE H2 Priority Corridor) | Bulgartansgaz EAD | Less-Advanced | Bulgartransgaz EAD | 2029 | 80
H2_IP_GR-BG | Transmission Greece (GR Hydrogen) | Transmission Bulgaria (BG Hydrogen) | H2T-A-788 | H2 transmission system in Bulgaria | Bulgartransgaz EAD | Advanced | Bulgartransgaz EAD | 2029 | 80
H2_IP_GR-BG | Transmission Bulgaria (BG Hydrogen) | Transmission Greece (GR Hydrogen) | H2T-A-788 | H2 transmission system in Bulgaria | Bulgartransgaz EAD | Advanced | Bulgartransgaz EAD | 2029 | 80
H2_IP_GR-BG | Transmission Bulgaria (BG Hydrogen) | Transmission Greece (GR Hydrogen) | H2T-N-970 | Internal hydrogen infrastructure in Greece towards the Bulgarian border | DESFA S.A. | Less-Advanced | DESFA S.A. | 2029 | 80
H2_IP_GR-BG | Transmission Greece (GR Hydrogen) | Transmission Bulgaria (BG Hydrogen) | H2T-N-970 | Internal hydrogen infrastructure in Greece towards the Bulgarian border | DESFA S.A. | Less-Advanced | DESFA S.A. | 2029 | 80
H2_IP_GR-BG | Transmission Bulgaria (BG Hydrogen) | Transmission Greece (GR Hydrogen) | RET-N-973 | Smartening up the existing GR gas transmission network-SmartSwitch project | DESFA S.A. | Less-Advanced | DESFA S.A. | 2027 | 9.967
H2_IP_GR-BG | Transmission Greece (GR Hydrogen) | Transmission Bulgaria (BG Hydrogen) | RET-N-973 | Smartening up the existing GR gas transmission network-SmartSwitch project | DESFA S.A. | Less-Advanced | DESFA S.A. | 2027 | 5.508
H2_IP_RO-HU | Transmission Hungary (HU Hydrogen) | Transmission Romania (RO Hydrogen) | H2T-A-1014 | Giurgiu Nădlac hydrogen corridor with new H2 interconnector | SNTGN Transgaz SA | Advanced | SNTGN Transgaz S.A. | 2029 | 76.8
H2_IP_RO-HU | Transmission Romania (RO Hydrogen) | Transmission Hungary (HU Hydrogen) | H2T-A-1014 | Giurgiu Nădlac hydrogen corridor with new H2 interconnector | SNTGN Transgaz SA | Advanced | SNTGN Transgaz S.A. | 2029 | 100
H2_IP_RO-BG | Transmission Bulgaria (BG Hydrogen) | Transmission Romania (RO Hydrogen) | H2T-A-1014 | Giurgiu Nădlac hydrogen corridor with new H2 interconnector | SNTGN Transgaz SA | Advanced | SNTGN Transgaz S.A. | 2029 | 80
H2_IP_RO-BG | Transmission Romania (RO Hydrogen) | Transmission Bulgaria (BG Hydrogen) | H2T-A-1014 | Giurgiu Nădlac hydrogen corridor with new H2 interconnector | SNTGN Transgaz SA | Advanced | SNTGN Transgaz S.A. | 2029 | 80
H2_IP_RO-UA | Transmission Ukraine (UA Hydrogen) | Transmission Romania (RO Hydrogen) | TRA-N-1169 | Trans-Balkan Bi-directional Flow (Third stage) | LLC Gas TSO of Ukraine | Less-Advanced | LLC Gas TSO of Ukraine | 2025 | 207
H2_IP_RO-HU | Transmission Romania (RO Hydrogen) | Transmission Hungary (HU Hydrogen) | H2T-A-1259 | HU/RO hydrogen corridor | FGSZ Ltd. | Advanced | FGSZ Ltd. | 2029 | 100
H2_IP_RO-HU | Transmission Hungary (HU Hydrogen) | Transmission Romania (RO Hydrogen) | H2T-A-1259 | HU/RO hydrogen corridor | FGSZ Ltd. | Advanced | FGSZ Ltd. | 2029 | 76.8
H2_IP_FI-FI_Aland | Transmission Finland (FI Hydrogen Aland) | Transmission Finland (FI Hydrogen) | H2T-N-1355 | Baltic Sea Hydrogen Collector – Offshore Pipeline [BHC] – Finland | Gasgrid Finland Oy | Advanced | Gasgrid Finland Oy | 2029 | 504
H2_IP_FI-FI_Aland | Transmission Finland (FI Hydrogen) | Transmission Finland (FI Hydrogen Aland) | H2T-N-1355 | Baltic Sea Hydrogen Collector – Offshore Pipeline [BHC] – Finland | Gasgrid Finland Oy | Advanced | Gasgrid Finland Oy | 2029 | 504

## TYNDP lng
code | facility | maturity | phase | bcm_y
LNG-F-62 | LNG terminal in northern Greece / Alexandroupolis | FID | LNG Terminal | 8.3
LNG-F-272 | LNG terminal in Świnoujście | FID | Extension 2 | 2.1
LNG-F-880 | Gate terminal B.V. | FID | Phase 4 | 4
LNG-F-1142 | FSRU Ravenna | FID | FSRU Ravenna | 5
LNG-A-304 | Panigaglia LNG Plant and OLT Livorno LNG Plant | Advanced
LNG-A-947 | Gdansk FSRU | Advanced | FSRU project | 6.1
LNG-A-1005 | Thrace LNG Terminal | Advanced | FSRU | 6
LNG-N-225 | Montoir LNG Terminal | Less-Advanced | small scale | 0
LNG-N-227 | Fos Cavaou LNG Terminal | Less-Advanced | small scale | 0
LNG-N-413 | LNG-Terminal Rostock port | Less-Advanced
LNG-N-610 | The import terminal for the liquefied natural gas(LNG) on the Island of Krk | Less-Advanced | Extension | 3.2
LNG-N-815 | The import terminal for the liquefied natural gas(LNG) on the Island of Krk | Less-Advanced | 2nd phase | 4.1

## TYNDP ugs
code | facility | utype | phase | wgv_gwh | wd_gwhd | inj_gwhd
UGS-F-138 | UGS Chiren | Depleted Field | UGS Chiren Expansion | 450 | 4.6 | 4.8
UGS-F-260 | Minerbio-Ripalta-Cortemaggiore-Sabbioncello-Sergnano-Settala | Depleted Field | Minerbio Infilling Wells | 0 | 10.6 | 0
UGS-F-260 | Minerbio-Ripalta-Cortemaggiore-Sabbioncello-Sergnano-Settala | Depleted Field | Ripalta New Treatment Gas Plant | 0 | 63.4 | 0
UGS-F-260 | Minerbio-Ripalta-Cortemaggiore-Sabbioncello-Sergnano-Settala | Depleted Field | Ripalta-Sergnano-Cortemaggiore Replacement Wells | 0 | 79.3 | 0
UGS-F-260 | Minerbio-Ripalta-Cortemaggiore-Sabbioncello-Sergnano-Settala | Depleted Field | Settala P>PI 116% | 5815 | 0 | 0
UGS-F-260 | Minerbio-Ripalta-Cortemaggiore-Sabbioncello-Sergnano-Settala | Depleted Field | Minerbio P>PI 107% | 4441 | 0 | 0
UGS-F-260 | Minerbio-Ripalta-Cortemaggiore-Sabbioncello-Sergnano-Settala | Depleted Field | Cortemaggiore Infilling Wells | 0 | 10.6 | 0
UGS-F-311 | Bilciuresti | Depleted Field | Bilciuresti | 108 | 6 | 0
UGS-F-374 | Inčukals undeground gas storage | Aquifer | Inčukalns UGS | 0 | 20 | 40
UGS-F-398 | Ghercesti | Depleted Field | Ghercesti underground gas storage in Romania | 450 | 3 | 3
UGS-N-356 | Underground Gas Storage Velke Kapusany | Depleted Field | UGS Velke Kapusany | 340 | 3.75 | 3.75
UGS-N-356 | Underground Gas Storage Velke Kapusany | Depleted Field | UGS Velke Kapusany | 340 | 3.75 | 3.75
UGS-N-371 | UGS SARMASEL | Depleted Field | Sarmasel underground gas storage in Romania | 650 | 3.21 | 3.96
UGS-N-399 | Falticeni UGS | Depleted Field | Falticeni new UGS | 200 | 2 | 1.4
UGS-N-606 | Balaceanca UGS | Depleted Field | Modernization of the natural gas storage infrastructure – Bălăceanca UGS | 100 | 0.4 | 0.2
UGS-N-659 | Armazenamento Subterrâneo do Carriço | Salt Cavern | RENC-8 | 600 | 8.5 | 0
UGS-N-659 | Armazenamento Subterrâneo do Carriço | Salt Cavern | RENC-7 | 600 | 8.5 | 0
UGS-N-1182 | Alfonsine Field | Depleted Field | UGS Alfonsine | 20723 | 211.5 | 211.5