## Units
Notes
Norway - monthly installed generation capacity (MW), rebuilt from NVE's registers
Source
NVE (Norwegian Water Resources and Energy Directorate) hydropower database https://api.nve.no/web/Powerplant/GetHydroPowerPlants and wind power database https://api.nve.no/web/WindPowerplant/GetWindPowerplants (keyless).
Raw official registers; month-end capacity is REBUILT from commissioning and removal dates, so it is a reconstruction, not a published monthly series. The row dated 1 May is the capacity at the end of April.
What is covered
Hydro (conventional plants), pumped-storage plants (NVE 'Pumpekraftverk') and onshore wind. PARTIAL: gas (~0.5 GW), solar, bioenergy and other fuels have no dated register here. Total_MW = hydro + pumped-storage plants + wind (NVE's pumped-storage plants are in it because ENTSO-E's Hydro includes them; Hydro_MW alone is conventional hydro).
Hydro_incl_pumped_MW = conventional hydro + pumped-storage plants; ENTSO-E's Hydro matches this sum (see Check_ENTSOE).
Limits
The hydro database holds only each plant's CURRENT installed power: later upgrades are back-dated to first commissioning, so earlier years can be too high for upgraded plants, while plants removed from the database altogether are missing.
A hydro commissioning date of 1 January is often a year-only placeholder. A removed hydro plant has a removal YEAR only (taken as 1 July of that year). Wind has exact turbine-group commissioning and removal dates.
Offshore wind (Hywind Tampen, 88 MW, feeds oil platforms) and plants under construction are not counted.
Method
Each run downloads both registers, merges them into the stored Register_hydro / Register_wind sheets (a plant that disappears from the source keeps its stored dates) and rebuilds every month from Jan 2010. The file hashes are on Releases.
Sheets
Monthly, Check_ENTSOE, Register_hydro, Register_wind, Releases

## Chart
Date | Hydro | Wind | Pumped storage
2021-01-01 | 31.6105 | 3.9722 | 1.3443
2021-02-01 | 31.6233 | 3.9722 | 1.3443
2021-03-01 | 31.6581 | 3.9722 | 1.3443
2021-04-01 | 31.67 | 3.9722 | 1.3443
2021-05-01 | 31.7462 | 3.9722 | 1.3443
2021-06-01 | 31.7622 | 3.9722 | 1.3443
2021-07-01 | 31.794 | 3.9347 | 1.3443
2021-08-01 | 31.8028 | 3.9851 | 1.3443
2021-09-01 | 31.8163 | 4.0538 | 1.3443
2021-10-01 | 31.8442 | 4.2442 | 1.3443
2021-11-01 | 31.875 | 4.3847 | 1.3443
2021-12-01 | 31.9087 | 4.621 | 1.3443
2022-01-01 | 32.0248 | 4.6981 | 1.3443
2022-02-01 | 32.0333 | 4.715 | 1.3443
2022-03-01 | 32.0333 | 4.7435 | 1.3443
2022-04-01 | 32.0333 | 4.7883 | 1.3443
2022-05-01 | 32.0463 | 4.826 | 1.3443
2022-06-01 | 32.0903 | 4.8421 | 1.3443
2022-07-01 | 32.1063 | 4.9507 | 1.3443
2022-08-01 | 32.1101 | 5.0249 | 1.3443
2022-09-01 | 32.1552 | 5.0484 | 1.3443
2022-10-01 | 32.161 | 5.0678 | 1.3443
2022-11-01 | 32.1741 | 5.0678 | 1.3443
2022-12-01 | 32.1855 | 5.0678 | 1.3443
2023-01-01 | 32.1892 | 5.0725 | 1.3443
2023-02-01 | 32.2615 | 5.0819 | 1.3443
2023-03-01 | 32.2615 | 5.0819 | 1.3443
2023-04-01 | 32.271 | 5.0819 | 1.3443
2023-05-01 | 32.271 | 5.0819 | 1.3443
2023-06-01 | 32.304 | 5.0819 | 1.3443
2023-07-01 | 32.3227 | 5.0781 | 1.3443
2023-08-01 | 32.3329 | 5.0781 | 1.3443
2023-09-01 | 32.3329 | 5.0781 | 1.3443
2023-10-01 | 32.4267 | 5.0824 | 1.3443
2023-11-01 | 32.4359 | 5.0824 | 1.3443
2023-12-01 | 32.4448 | 5.0824 | 1.3443
2024-01-01 | 32.4492 | 5.0824 | 1.3443
2024-02-01 | 32.4643 | 5.0824 | 1.3443
2024-03-01 | 32.4643 | 5.0824 | 1.3443
2024-04-01 | 32.4643 | 5.0824 | 1.3443
2024-05-01 | 32.4757 | 5.0824 | 1.3443
2024-06-01 | 32.4848 | 5.0824 | 1.3443
2024-07-01 | 32.5466 | 5.0824 | 1.3443
2024-08-01 | 32.5248 | 5.0824 | 1.3443
2024-09-01 | 32.5325 | 5.0824 | 1.3443
2024-10-01 | 32.5417 | 5.0824 | 1.3443
2024-11-01 | 32.554 | 5.0824 | 1.3443
2024-12-01 | 32.5558 | 5.0824 | 1.3443
2025-01-01 | 32.5654 | 5.0824 | 1.3443
2025-02-01 | 32.568 | 5.0824 | 1.3443
2025-03-01 | 32.5818 | 5.0824 | 1.3443
2025-04-01 | 32.592 | 5.0824 | 1.3443
2025-05-01 | 32.5951 | 5.0824 | 1.3443
2025-06-01 | 32.6183 | 5.0824 | 1.3443
2025-07-01 | 32.6385 | 5.0824 | 1.3443
2025-08-01 | 32.6538 | 5.0824 | 1.3443
2025-09-01 | 32.6538 | 5.0824 | 1.3443
2025-10-01 | 32.672 | 5.0824 | 1.3443
2025-11-01 | 32.7008 | 5.0824 | 1.3443
2025-12-01 | 32.7219 | 5.0824 | 1.3443
2026-01-01 | 32.7463 | 5.0824 | 1.3443
2026-02-01 | 32.7463 | 5.0824 | 1.3443
2026-03-01 | 32.7472 | 5.0824 | 1.3443
2026-04-01 | 32.7626 | 5.0824 | 1.3443
2026-05-01 | 32.7659 | 5.0824 | 1.3443
2026-06-01 | 32.7687 | 5.0824 | 1.3443
2026-07-01 | 32.782 | 5.0824 | 1.3443
2026-08-01 | 32.7833 | 5.0824 | 1.3443
2026-09-01 | 32.7833 | 5.0788 | 1.3443
2026-10-01 | 32.7833 | 5.0788 | 1.3443

## Chart - Net additions
Date | Hydro | Wind
2021-02-01 | 12.79 | 0
2021-03-01 | 34.8 | 0
2021-04-01 | 11.9 | 0
2021-05-01 | 76.2 | 0
2021-06-01 | 16.03 | 0
2021-07-01 | 31.78 | -37.5
2021-08-01 | 8.77 | 50.4
2021-09-01 | 13.56 | 68.69
2021-10-01 | 27.81 | 190.41
2021-11-01 | 30.86 | 140.5
2021-12-01 | 33.65 | 236.3
2022-01-01 | 116.11 | 77.1
2022-02-01 | 8.49 | 16.9
2022-03-01 | 0 | 28.5
2022-04-01 | 0 | 44.79
2022-05-01 | 13 | 37.71
2022-06-01 | 44.06 | 16.14
2022-07-01 | 15.94 | 108.61
2022-08-01 | 3.8 | 74.19
2022-09-01 | 45.11 | 23.5
2022-10-01 | 5.8 | 19.36
2022-11-01 | 13.12 | 0
2022-12-01 | 11.39 | 0
2023-01-01 | 3.67 | 4.7
2023-02-01 | 72.29 | 9.4
2023-03-01 | 0 | 0
2023-04-01 | 9.51 | 0
2023-05-01 | 0.01 | 0
2023-06-01 | 33.08 | 0
2023-07-01 | 18.6 | -3.76
2023-08-01 | 10.28 | 0
2023-09-01 | 0.02 | 0
2023-10-01 | 93.76 | 4.26
2023-11-01 | 9.2 | 0
2023-12-01 | 8.93 | 0
2024-01-01 | 4.34 | 0
2024-02-01 | 15.1 | 0
2024-03-01 | 0 | 0
2024-04-01 | 0 | 0
2024-05-01 | 11.42 | 0
2024-06-01 | 9.14 | 0
2024-07-01 | 61.79 | 0
2024-08-01 | -21.85 | 0
2024-09-01 | 7.76 | 0
2024-10-01 | 9.2 | 0
2024-11-01 | 12.27 | 0
2024-12-01 | 1.83 | 0
2025-01-01 | 9.53 | 0
2025-02-01 | 2.62 | 0
2025-03-01 | 13.79 | 0
2025-04-01 | 10.24 | 0
2025-05-01 | 3.07 | 0
2025-06-01 | 23.18 | 0
2025-07-01 | 20.24 | 0
2025-08-01 | 15.29 | 0
2025-09-01 | 0 | 0
2025-10-01 | 18.2 | 0
2025-11-01 | 28.8 | 0
2025-12-01 | 21.13 | 0
2026-01-01 | 24.32 | 0
2026-02-01 | 0 | 0
2026-03-01 | 0.92 | 0
2026-04-01 | 15.45 | 0
2026-05-01 | 3.26 | 0
2026-06-01 | 2.8 | 0
2026-07-01 | 13.35 | 0
2026-08-01 | 1.3 | 0
2026-09-01 | 0 | -3.61
2026-10-01 | 0 | 0

## Monthly
date | Hydro_MW | PumpedStorage_MW | Hydro_incl_pumped_MW | Wind_MW | Total_MW
2010-01-01 | 29159.09 | 1344.3 | 30503.39 | 406.1 | 30909.49
2010-02-01 | 29159.88 | 1344.3 | 30504.18 | 406.1 | 30910.28
2010-03-01 | 29167.33 | 1344.3 | 30511.63 | 406.1 | 30917.73
2010-04-01 | 29178.97 | 1344.3 | 30523.27 | 406.1 | 30929.37
2010-05-01 | 29303.94 | 1344.3 | 30648.24 | 404.6 | 31052.84
2010-06-01 | 29329.46 | 1344.3 | 30673.76 | 404.6 | 31078.36
2010-07-01 | 29335.55 | 1344.3 | 30679.85 | 423 | 31102.85
2010-08-01 | 29334.88 | 1344.3 | 30679.18 | 423 | 31102.18
2010-09-01 | 29344.18 | 1344.3 | 30688.48 | 423 | 31111.48
2010-10-01 | 29349.54 | 1344.3 | 30693.84 | 423 | 31116.84
2010-11-01 | 29356.33 | 1344.3 | 30700.63 | 423 | 31123.63
2010-12-01 | 29361.67 | 1344.3 | 30705.97 | 423 | 31128.97
2011-01-01 | 29401.87 | 1344.3 | 30746.17 | 423.6 | 31169.77
2011-02-01 | 29402.07 | 1344.3 | 30746.37 | 426.6 | 31172.97
2011-03-01 | 29403.59 | 1344.3 | 30747.89 | 426.6 | 31174.49
2011-04-01 | 29412.48 | 1344.3 | 30756.78 | 426.6 | 31183.38
2011-05-01 | 29427.03 | 1344.3 | 30771.33 | 426.6 | 31197.93
2011-06-01 | 29452.01 | 1344.3 | 30796.31 | 486.4 | 31282.71
2011-07-01 | 29466.89 | 1344.3 | 30811.19 | 486.4 | 31297.59
2011-08-01 | 29470.4 | 1344.3 | 30814.7 | 486.4 | 31301.1
2011-09-01 | 29484.43 | 1344.3 | 30828.73 | 489.4 | 31318.13
2011-10-01 | 29486.52 | 1344.3 | 30830.82 | 517.7 | 31348.52
2011-11-01 | 29496.02 | 1344.3 | 30840.32 | 517.7 | 31358.02
2011-12-01 | 29509.3 | 1344.3 | 30853.6 | 517.7 | 31371.3
2012-01-01 | 29509.75 | 1344.3 | 30854.05 | 517.2 | 31371.25
2012-02-01 | 29521.63 | 1344.3 | 30865.93 | 529.7 | 31395.63
2012-03-01 | 29524.63 | 1344.3 | 30868.93 | 529.7 | 31398.63
2012-04-01 | 29584.97 | 1344.3 | 30929.27 | 531.3 | 31460.57
2012-05-01 | 29592.96 | 1344.3 | 30937.26 | 531.3 | 31468.56
2012-06-01 | 29610.15 | 1344.3 | 30954.45 | 531.3 | 31485.75
2012-07-01 | 29627.22 | 1344.3 | 30971.52 | 582.3 | 31553.82
2012-08-01 | 29628.18 | 1344.3 | 30972.48 | 622.1 | 31594.58
2012-09-01 | 29639.78 | 1344.3 | 30984.08 | 625.1 | 31609.18
2012-10-01 | 29647.47 | 1344.3 | 30991.77 | 627.4 | 31619.17
2012-11-01 | 29659.67 | 1344.3 | 31003.97 | 698.7 | 31702.67
2012-12-01 | 29679.9 | 1344.3 | 31024.2 | 712.5 | 31736.7
2013-01-01 | 29688.37 | 1344.3 | 31032.67 | 712.5 | 31745.17
2013-02-01 | 29706.71 | 1344.3 | 31051.01 | 785 | 31836.01
2013-03-01 | 29709.71 | 1344.3 | 31054.01 | 785 | 31839.01
2013-04-01 | 29709.71 | 1344.3 | 31054.01 | 785 | 31839.01
2013-05-01 | 29709.95 | 1344.3 | 31054.25 | 785 | 31839.25
2013-06-01 | 29728.84 | 1344.3 | 31073.14 | 785 | 31858.14
2013-07-01 | 29744.75 | 1344.3 | 31089.05 | 785 | 31874.05
2013-08-01 | 29649.01 | 1344.3 | 30993.31 | 785 | 31778.31
2013-09-01 | 29656.76 | 1344.3 | 31001.06 | 785 | 31786.06
2013-10-01 | 29680.04 | 1344.3 | 31024.34 | 810 | 31834.34
2013-11-01 | 29703.02 | 1344.3 | 31047.32 | 810 | 31857.32
2013-12-01 | 29788.42 | 1344.3 | 31132.72 | 810 | 31942.72
2014-01-01 | 29799.37 | 1344.3 | 31143.67 | 810 | 31953.67
2014-02-01 | 29808.55 | 1344.3 | 31152.85 | 810 | 31962.85
2014-03-01 | 29813.43 | 1344.3 | 31157.73 | 810 | 31967.73
2014-04-01 | 29814.52 | 1344.3 | 31158.82 | 810 | 31968.82
2014-05-01 | 29821.03 | 1344.3 | 31165.33 | 810 | 31975.33
2014-06-01 | 29832.81 | 1344.3 | 31177.11 | 810 | 31987.11
2014-07-01 | 29873.08 | 1344.3 | 31217.38 | 810 | 32027.38
2014-08-01 | 29849.01 | 1344.3 | 31193.31 | 810 | 32003.31
2014-09-01 | 29861.53 | 1344.3 | 31205.83 | 810 | 32015.83
2014-10-01 | 29864.13 | 1344.3 | 31208.43 | 855 | 32063.43
2014-11-01 | 29872.28 | 1344.3 | 31216.58 | 855 | 32071.58
2014-12-01 | 29881.71 | 1344.3 | 31226.01 | 855 | 32081.01
2015-01-01 | 29885.94 | 1344.3 | 31230.24 | 854.6 | 32084.84
2015-02-01 | 29899.83 | 1344.3 | 31244.13 | 854.1 | 32098.23
2015-03-01 | 29915.3 | 1344.3 | 31259.6 | 854.1 | 32113.7
2015-04-01 | 29932.91 | 1344.3 | 31277.21 | 850.6 | 32127.81
2015-05-01 | 29935.16 | 1344.3 | 31279.46 | 850.6 | 32130.06
2015-06-01 | 29950.91 | 1344.3 | 31295.21 | 850.6 | 32145.81
2015-07-01 | 29965.37 | 1344.3 | 31309.67 | 846.35 | 32156.02
2015-08-01 | 29971.1 | 1344.3 | 31315.4 | 846.35 | 32161.75
2015-09-01 | 29971.1 | 1344.3 | 31315.4 | 853.25 | 32168.65
2015-10-01 | 29973.77 | 1344.3 | 31318.07 | 853.25 | 32171.32
2015-11-01 | 29975.85 | 1344.3 | 31320.15 | 855.65 | 32175.8
2015-12-01 | 29976.59 | 1344.3 | 31320.89 | 855.87 | 32176.76
2016-01-01 | 29989.65 | 1344.3 | 31333.95 | 865.77 | 32199.72
2016-02-01 | 29989.65 | 1344.3 | 31333.95 | 869.07 | 32203.02
2016-03-01 | 29989.65 | 1344.3 | 31333.95 | 869.07 | 32203.02
2016-04-01 | 30005.07 | 1344.3 | 31349.37 | 869.07 | 32218.44
2016-05-01 | 30202.3 | 1344.3 | 31546.6 | 869.07 | 32415.67
2016-06-01 | 30244.49 | 1344.3 | 31588.79 | 869.07 | 32457.86
2016-07-01 | 30261.7 | 1344.3 | 31606 | 869.07 | 32475.08
2016-08-01 | 30293.54 | 1344.3 | 31637.84 | 869.07 | 32506.92
2016-09-01 | 30298.89 | 1344.3 | 31643.19 | 869.07 | 32512.27
2016-10-01 | 30310.56 | 1344.3 | 31654.86 | 869.07 | 32523.94
2016-11-01 | 30315.26 | 1344.3 | 31659.56 | 869.07 | 32528.64
2016-12-01 | 30327.26 | 1344.3 | 31671.56 | 869.07 | 32540.64
2017-01-01 | 30334.65 | 1344.3 | 31678.95 | 869.07 | 32548.03
2017-02-01 | 30336.6 | 1344.3 | 31680.9 | 868.68 | 32549.58
2017-03-01 | 30355.9 | 1344.3 | 31700.2 | 868.68 | 32568.88
2017-04-01 | 30361.4 | 1344.3 | 31705.7 | 868.68 | 32574.38
2017-05-01 | 30377.68 | 1344.3 | 31721.98 | 868.68 | 32590.66
2017-06-01 | 30424.55 | 1344.3 | 31768.85 | 868.68 | 32637.53
2017-07-01 | 30440.76 | 1344.3 | 31785.06 | 860.02 | 32645.09
2017-08-01 | 30447.01 | 1344.3 | 31791.31 | 860.02 | 32651.34
2017-09-01 | 30447.01 | 1344.3 | 31791.31 | 1020.02 | 32811.34
2017-10-01 | 30452.07 | 1344.3 | 31796.37 | 1071.77 | 32868.15
2017-11-01 | 30459.89 | 1344.3 | 31804.19 | 1071.77 | 32875.97
2017-12-01 | 30476.74 | 1344.3 | 31821.04 | 1183.97 | 33005.02
2018-01-01 | 30499.03 | 1344.3 | 31843.33 | 1183.97 | 33027.3
2018-02-01 | 30512.92 | 1344.3 | 31857.22 | 1183.97 | 33041.19
2018-03-01 | 30525.48 | 1344.3 | 31869.78 | 1209.18 | 33078.95
2018-04-01 | 30619.62 | 1344.3 | 31963.92 | 1219.52 | 33183.44
2018-05-01 | 31010.5 | 1344.3 | 32354.8 | 1219.52 | 33574.32
2018-06-01 | 31054.06 | 1344.3 | 32398.36 | 1471.52 | 33869.88
2018-07-01 | 31076.06 | 1344.3 | 32420.36 | 1471.52 | 33891.88
2018-08-01 | 31083.06 | 1344.3 | 32427.36 | 1511.12 | 33938.48
2018-09-01 | 31089.15 | 1344.3 | 32433.45 | 1510.72 | 33944.17
2018-10-01 | 31104.23 | 1344.3 | 32448.53 | 1517.12 | 33965.65
2018-11-01 | 31114.03 | 1344.3 | 32458.33 | 1682.42 | 34140.75
2018-12-01 | 31122.36 | 1344.3 | 32466.66 | 1689.62 | 34156.28
2019-01-01 | 31134.96 | 1344.3 | 32479.26 | 1689.62 | 34168.88
2019-02-01 | 31145.86 | 1344.3 | 32490.16 | 1689.62 | 34179.78
2019-03-01 | 31153.6 | 1344.3 | 32497.9 | 1726.28 | 34224.17
2019-04-01 | 31161.1 | 1344.3 | 32505.4 | 1712.78 | 34218.17
2019-05-01 | 31163.75 | 1344.3 | 32508.05 | 1712.78 | 34220.83
2019-06-01 | 31192.98 | 1344.3 | 32537.28 | 1712.78 | 34250.06
2019-07-01 | 31208.39 | 1344.3 | 32552.69 | 2000.78 | 34553.47
2019-08-01 | 31226.94 | 1344.3 | 32571.24 | 2083.57 | 34654.82
2019-09-01 | 31227.06 | 1344.3 | 32571.36 | 2189.78 | 34761.14
2019-10-01 | 31236.56 | 1344.3 | 32580.86 | 2296.18 | 34877.04
2019-11-01 | 31245.56 | 1344.3 | 32589.86 | 2296.18 | 34886.04
2019-12-01 | 31256.64 | 1344.3 | 32600.94 | 2310.77 | 34911.72
2020-01-01 | 31270.17 | 1344.3 | 32614.47 | 2439.78 | 35054.25
2020-02-01 | 31276.2 | 1344.3 | 32620.5 | 2443.98 | 35064.48
2020-03-01 | 31278.78 | 1344.3 | 32623.08 | 2482.68 | 35105.76
2020-04-01 | 31291.69 | 1344.3 | 32635.99 | 2615.98 | 35251.97
2020-05-01 | 31374.65 | 1344.3 | 32718.95 | 2615.98 | 35334.93
2020-06-01 | 31465.05 | 1344.3 | 32809.35 | 2615.98 | 35425.33
2020-07-01 | 31479.05 | 1344.3 | 32823.35 | 2866.28 | 35689.63
2020-08-01 | 31478.15 | 1344.3 | 32822.45 | 3039.58 | 35862.03
2020-09-01 | 31487.8 | 1344.3 | 32832.1 | 3132.67 | 35964.78
2020-10-01 | 31557.2 | 1344.3 | 32901.5 | 3565.98 | 36467.48
2020-11-01 | 31557.2 | 1344.3 | 32901.5 | 3803.28 | 36704.78
2020-12-01 | 31563.15 | 1344.3 | 32907.45 | 3912.97 | 36820.43
2021-01-01 | 31610.52 | 1344.3 | 32954.82 | 3972.18 | 36927
2021-02-01 | 31623.31 | 1344.3 | 32967.61 | 3972.18 | 36939.79
2021-03-01 | 31658.11 | 1344.3 | 33002.41 | 3972.18 | 36974.59
2021-04-01 | 31670.01 | 1344.3 | 33014.31 | 3972.18 | 36986.49
2021-05-01 | 31746.21 | 1344.3 | 33090.51 | 3972.18 | 37062.69
2021-06-01 | 31762.24 | 1344.3 | 33106.54 | 3972.18 | 37078.72
2021-07-01 | 31794.02 | 1344.3 | 33138.32 | 3934.68 | 37073
2021-08-01 | 31802.79 | 1344.3 | 33147.09 | 3985.08 | 37132.17
2021-09-01 | 31816.35 | 1344.3 | 33160.65 | 4053.77 | 37214.43
2021-10-01 | 31844.16 | 1344.3 | 33188.46 | 4244.18 | 37432.64
2021-11-01 | 31875.02 | 1344.3 | 33219.32 | 4384.68 | 37604
2021-12-01 | 31908.67 | 1344.3 | 33252.97 | 4620.98 | 37873.95
2022-01-01 | 32024.78 | 1344.3 | 33369.08 | 4698.08 | 38067.16
2022-02-01 | 32033.27 | 1344.3 | 33377.57 | 4714.98 | 38092.55
2022-03-01 | 32033.27 | 1344.3 | 33377.57 | 4743.48 | 38121.05
2022-04-01 | 32033.27 | 1344.3 | 33377.57 | 4788.27 | 38165.85
2022-05-01 | 32046.27 | 1344.3 | 33390.57 | 4825.98 | 38216.55
2022-06-01 | 32090.33 | 1344.3 | 33434.63 | 4842.12 | 38276.76
2022-07-01 | 32106.27 | 1344.3 | 33450.57 | 4950.73 | 38401.3
2022-08-01 | 32110.07 | 1344.3 | 33454.37 | 5024.92 | 38479.3
2022-09-01 | 32155.18 | 1344.3 | 33499.48 | 5048.42 | 38547.91
2022-10-01 | 32160.98 | 1344.3 | 33505.28 | 5067.78 | 38573.06
2022-11-01 | 32174.1 | 1344.3 | 33518.4 | 5067.78 | 38586.18
2022-12-01 | 32185.49 | 1344.3 | 33529.79 | 5067.78 | 38597.57
2023-01-01 | 32189.16 | 1344.3 | 33533.46 | 5072.48 | 38605.94
2023-02-01 | 32261.45 | 1344.3 | 33605.75 | 5081.88 | 38687.62
2023-03-01 | 32261.45 | 1344.3 | 33605.75 | 5081.88 | 38687.62
2023-04-01 | 32270.96 | 1344.3 | 33615.26 | 5081.88 | 38697.14
2023-05-01 | 32270.97 | 1344.3 | 33615.27 | 5081.88 | 38697.15
2023-06-01 | 32304.05 | 1344.3 | 33648.35 | 5081.88 | 38730.23
2023-07-01 | 32322.65 | 1344.3 | 33666.95 | 5078.12 | 38745.08
2023-08-01 | 32332.93 | 1344.3 | 33677.23 | 5078.12 | 38755.35
2023-09-01 | 32332.95 | 1344.3 | 33677.25 | 5078.12 | 38755.37
2023-10-01 | 32426.71 | 1344.3 | 33771.01 | 5082.38 | 38853.38
2023-11-01 | 32435.91 | 1344.3 | 33780.21 | 5082.38 | 38862.58
2023-12-01 | 32444.84 | 1344.3 | 33789.14 | 5082.38 | 38871.51
2024-01-01 | 32449.18 | 1344.3 | 33793.48 | 5082.38 | 38875.86
2024-02-01 | 32464.28 | 1344.3 | 33808.58 | 5082.38 | 38890.96
2024-03-01 | 32464.28 | 1344.3 | 33808.58 | 5082.38 | 38890.96
2024-04-01 | 32464.28 | 1344.3 | 33808.58 | 5082.38 | 38890.96
2024-05-01 | 32475.7 | 1344.3 | 33820 | 5082.38 | 38902.38
2024-06-01 | 32484.84 | 1344.3 | 33829.14 | 5082.38 | 38911.52
2024-07-01 | 32546.63 | 1344.3 | 33890.93 | 5082.38 | 38973.31
2024-08-01 | 32524.78 | 1344.3 | 33869.08 | 5082.38 | 38951.46
2024-09-01 | 32532.54 | 1344.3 | 33876.84 | 5082.38 | 38959.22
2024-10-01 | 32541.74 | 1344.3 | 33886.04 | 5082.38 | 38968.42
2024-11-01 | 32554.01 | 1344.3 | 33898.31 | 5082.38 | 38980.68
2024-12-01 | 32555.84 | 1344.3 | 33900.14 | 5082.38 | 38982.51
2025-01-01 | 32565.37 | 1344.3 | 33909.67 | 5082.38 | 38992.04
2025-02-01 | 32567.99 | 1344.3 | 33912.29 | 5082.38 | 38994.67
2025-03-01 | 32581.78 | 1344.3 | 33926.08 | 5082.38 | 39008.46
2025-04-01 | 32592.02 | 1344.3 | 33936.32 | 5082.38 | 39018.7
2025-05-01 | 32595.09 | 1344.3 | 33939.39 | 5082.38 | 39021.77
2025-06-01 | 32618.27 | 1344.3 | 33962.57 | 5082.38 | 39044.94
2025-07-01 | 32638.51 | 1344.3 | 33982.81 | 5082.38 | 39065.18
2025-08-01 | 32653.8 | 1344.3 | 33998.1 | 5082.38 | 39080.47
2025-09-01 | 32653.8 | 1344.3 | 33998.1 | 5082.38 | 39080.47
2025-10-01 | 32672 | 1344.3 | 34016.3 | 5082.38 | 39098.67
2025-11-01 | 32700.8 | 1344.3 | 34045.1 | 5082.38 | 39127.47
2025-12-01 | 32721.93 | 1344.3 | 34066.23 | 5082.38 | 39148.61
2026-01-01 | 32746.25 | 1344.3 | 34090.55 | 5082.38 | 39172.92
2026-02-01 | 32746.25 | 1344.3 | 34090.55 | 5082.38 | 39172.92
2026-03-01 | 32747.17 | 1344.3 | 34091.47 | 5082.38 | 39173.84
2026-04-01 | 32762.62 | 1344.3 | 34106.92 | 5082.38 | 39189.29
2026-05-01 | 32765.88 | 1344.3 | 34110.18 | 5082.38 | 39192.56
2026-06-01 | 32768.68 | 1344.3 | 34112.98 | 5082.38 | 39195.36
2026-07-01 | 32782.03 | 1344.3 | 34126.33 | 5082.38 | 39208.71
2026-08-01 | 32783.33 | 1344.3 | 34127.63 | 5082.38 | 39210.01
2026-09-01 | 32783.33 | 1344.3 | 34127.63 | 5078.77 | 39206.41
2026-10-01 | 32783.33 | 1344.3 | 34127.63 | 5078.77 | 39206.41

## Check_ENTSOE
date | series | this_file_MW | ENTSOE_A68_MW | difference_MW | difference_pct
2021-01-01 | Hydro_MW | 31610.5 | 33360 | -1749.5 | -5.2
2021-01-01 | PumpedStorage_MW | 1344.3 | 1065 | 279.3 | 26.2
2021-01-01 | Wind_MW | 3972.2 | 5105 | -1132.8 | -22.2
2021-01-01 | Hydro_incl_pumped_MW (vs ENTSO-E Hydro_MW) | 32954.8 | 33360 | -405.2 | -1.2
2022-01-01 | Hydro_MW | 32024.8 | 33360 | -1335.2 | -4
2022-01-01 | PumpedStorage_MW | 1344.3 | 1065 | 279.3 | 26.2
2022-01-01 | Wind_MW | 4698.1 | 5105 | -406.9 | -8
2022-01-01 | Hydro_incl_pumped_MW (vs ENTSO-E Hydro_MW) | 33369.1 | 33360 | 9.1 | 0
2023-01-01 | Hydro_MW | 32189.2 | 33403 | -1213.8 | -3.6
2023-01-01 | PumpedStorage_MW | 1344.3 | 1065 | 279.3 | 26.2
2023-01-01 | Wind_MW | 5072.5 | 5130 | -57.5 | -1.1
2023-01-01 | Hydro_incl_pumped_MW (vs ENTSO-E Hydro_MW) | 33533.5 | 33403 | 130.5 | 0.4
2024-01-01 | Hydro_incl_pumped_MW (vs ENTSO-E Hydro_MW) | 33793.5 | 33536 | 257.5 | 0.8
2024-01-01 | Wind_MW | 5082.4 | 5133 | -50.6 | -1
2024-01-01 | PumpedStorage_MW | 1344.3 | 1065 | 279.3 | 26.2
2024-01-01 | Hydro_MW | 32449.2 | 33536 | -1086.8 | -3.2
2025-01-01 | Wind_MW | 5082.4 | 5139 | -56.6 | -1.1
2025-01-01 | Hydro_MW | 32565.4 | 33942 | -1376.6 | -4.1
2025-01-01 | Hydro_incl_pumped_MW (vs ENTSO-E Hydro_MW) | 33909.7 | 33942 | -32.3 | -0.1
2025-01-01 | PumpedStorage_MW | 1344.3 | 1065 | 279.3 | 26.2
2026-01-01 | Hydro_MW | 32746.2 | 34029 | -1282.8 | -3.8
2026-01-01 | PumpedStorage_MW | 1344.3 | 1076 | 268.3 | 24.9
2026-01-01 | Wind_MW | 5082.4 | 5139 | -56.6 | -1.1
2026-01-01 | Hydro_incl_pumped_MW (vs ENTSO-E Hydro_MW) | 34090.6 | 34029 | 61.6 | 0.2

## Register_hydro
| id | name | type | MW | commissioned | removed_year | status | last_seen
0 | 2 | Adamselv | Kraftverk | 50 | 1973-01-01 |  | Idrift | 2026-10-12
1 | 1290 | Adamselv II | Kraftverk | 0.4 | 2007-01-01 | 2024 | Ute av drift | 2026-10-12
2 | 1268 | Aga | Kraftverk | 0.05 | 2007-01-01 |  | Idrift | 2026-10-12
3 | 1527 | Aklestad | Kraftverk | 0.0115 | 2008-01-01 |  | Idrift | 2026-10-12
4 | 1677 | Akslandselva | Kraftverk | 1.7 | 2013-07-15 |  | Idrift | 2026-10-12
5 | 2054 | Ala | Kraftverk | 5.8 | 2022-09-27 |  | Idrift | 2026-10-12
6 | 938 | Alnes Vannbehandlingsanlegg | Kraftverk | 0.06 | 1997-01-01 |  | Idrift | 2026-10-12
7 | 1689 | Alsaker | Kraftverk | 1.2 | 2009-03-17 |  | Idrift | 2026-10-12
8 | 3 | Alta | Kraftverk | 153 | 1987-05-21 |  | Idrift | 2026-10-12
9 | 808 | Andåsfossen | Kraftverk | 2 | 2001-02-14 |  | Idrift | 2026-10-12
10 | 1929 | Anga | Kraftverk | 7.8 | 2019-07-01 |  | Idrift | 2026-10-12
11 | 626 | Angvik | Kraftverk | 1.1 | 1990-01-01 |  | Idrift | 2026-10-12
12 | 5 | Ardalen | Kraftverk | 2.5 | 1954-01-01 |  | Idrift | 2026-10-12
13 | 6 | Arna | Kraftverk | 0.8 | 2018-08-27 |  | Idrift | 2026-10-12
14 | 817 | Arneselv | Kraftverk | 2.4 | 2004-09-08 |  | Idrift | 2026-10-12
15 | 1160 | Arstadfossen | Kraftverk | 1 | 2003-12-01 |  | Idrift | 2026-10-12
16 | 1413 | Ask Kraft | Kraftverk | 0.195 | 2007-08-10 |  | Idrift | 2026-10-12
17 | 7 | Askerudfoss | Kraftverk | 6.6 | 1990-01-01 |  | Idrift | 2026-10-12
18 | 986 | Aspenes | Kraftverk | 0.055 | 2005-01-01 |  | Idrift | 2026-10-12
19 | 2199 | Aspevik | Kraftverk | 7.4 |  |  | Under bygging | 2026-10-12
20 | 968 | Auli Mølle | Kraftverk | 0.024 | 1909-01-01 | 1985 | Ute av drift | 2026-10-12
21 | 1289 | Aunbekken | Kraftverk | 0.018 | 2002-01-01 |  | Idrift | 2026-10-12
22 | 8 | Aunfoss | Kraftverk | 29.54 | 1959-06-05 |  | Idrift | 2026-10-12
23 | 9 | Aura | Kraftverk | 290 | 1955-06-24 |  | Idrift | 2026-10-12
24 | 1019 | Aurdal | Kraftverk | 0.02 | 2002-01-01 |  | Idrift | 2026-10-12
25 | 10 | Aurland 1 | Kraftverk | 840 | 1973-01-11 |  | Idrift | 2026-10-12
26 | 11 | Aurland 2 H | Kraftverk | 70 | 1983-01-19 |  | Idrift | 2026-10-12
27 | 12 | Aurland 2 L | Kraftverk | 60 | 1982-10-05 |  | Idrift | 2026-10-12
28 | 13 | Aurland 3 | Pumpekraftverk | 270 | 1979-07-30 |  | Idrift | 2026-10-12
29 | 489 | Aurland 4 (Vangen) | Kraftverk | 38 | 1980-09-25 |  | Idrift | 2026-10-12
30 | 338 | Aurland 5 (Reppa) | Kraftverk | 9 | 1984-02-14 |  | Idrift | 2026-10-12
31 | 2056 | Austad | Kraftverk | 1.5 | 2021-10-15 |  | Idrift | 2026-10-12
32 | 793 | Austdøla | Kraftverk | 1.3 | 2004-01-09 |  | Idrift | 2026-10-12
33 | 1162 | Austvass | Kraftverk | 0.12 | 2002-01-01 |  | Idrift | 2026-10-12
34 | 1839 | Baggfossen | Kraftverk | 0.132 | 2015-12-17 |  | Idrift | 2026-10-12
35 | 15 | Bagn | Kraftverk | 75.5 | 1963-01-12 |  | Idrift | 2026-10-12
36 | 1993 | Bakkeelva | Kraftverk | 2.5 | 2019-11-29 |  | Idrift | 2026-10-12
37 | 941 | Bakkefossen | Kraftverk | 0.0738 | 1994-01-01 |  | Idrift | 2026-10-12
38 | 16 | Bardufoss | Kraftverk | 43 | 1953-10-01 |  | Idrift | 2026-10-12
39 | 17 | Bedafors | Kraftverk | 1 | 1985-12-01 |  | Idrift | 2026-10-12
40 | 792 | Befring | Kraftverk | 4.5 | 2003-04-07 |  | Idrift | 2026-10-12
41 | 18 | Begna | Kraftverk | 5.6 | 1954-08-01 |  | Idrift | 2026-10-12
42 | 1678 | Bele | Kraftverk | 2.9 | 2013-01-19 |  | Idrift | 2026-10-12
43 | 910 | Bele mikrokraftverk | Kraftverk | 0.082 | 2007-01-01 |  | Idrift | 2026-10-12
44 | 1665 | Bentsjord | Kraftverk | 2.66 | 2012-06-22 |  | Idrift | 2026-10-12
45 | 991 | Berdal | Kraftverk | 0.2 | 1996-01-01 |  | Idrift | 2026-10-12
46 | 1559 | Berdalselva | Kraftverk | 4.35 | 2011-03-07 |  | Idrift | 2026-10-12
47 | 1300 | Bergbekken | Kraftverk | 0.0014 | 1998-01-01 |  | Idrift | 2026-10-12
48 | 1914 | Berge | Kraftverk | 7.96 | 2018-03-06 |  | Idrift | 2026-10-12
49 | 1363 | Bergelva | Kraftverk | 0.3 | 2008-05-09 | 2026 | Ute av drift | 2026-10-12
50 | 19 | Bergerfoss | Kraftverk | 3.3 | 1938-01-01 |  | Idrift | 2026-10-12
51 | 1513 | Bergesli | Kraftverk | 0.78 | 2008-07-02 |  | Idrift | 2026-10-12
52 | 2082 | Bergesåi | Kraftverk | 3.5 | 2022-10-18 |  | Idrift | 2026-10-12
53 | 20 | Bergsbotn | Kraftverk | 7.9 | 1985-01-01 |  | Idrift | 2026-10-12
54 | 1732 | Bergselva | Kraftverk | 5.4 | 2013-09-18 |  | Idrift | 2026-10-12
55 | 2026 | Bergselvi | Kraftverk | 8.91 | 2021-10-26 |  | Idrift | 2026-10-12
56 | 1207 | Bergsfjord | Kraftverk | 1.1 | 2006-12-14 |  | Idrift | 2026-10-12
57 | 1447 | Bergstø | Kraftverk | 2.9 | 2009-12-04 |  | Idrift | 2026-10-12
58 | 765 | Berild | Kraftverk | 15.9 | 1999-09-27 |  | Idrift | 2026-10-12
59 | 21 | Berlifoss | Kraftverk | 9.5 | 1958-01-01 |  | Idrift | 2026-10-12
60 | 1006 | Bessa Minikraftverk | Kraftverk | 0.098 | 1999-01-01 |  | Idrift | 2026-10-12
61 | 1802 | Bestul | Pumpe | -0.71 | 2015-02-02 |  | Idrift | 2026-10-12
62 | 22 | Bingsfoss | Kraftverk | 32.5 | 1977-06-15 |  | Idrift | 2026-10-12
63 | 1917 | Birkedal | Kraftverk | 0.055 | 2017-12-20 |  | Idrift | 2026-10-12
64 | 983 | Birkås | Kraftverk | 0.71 | 2006-08-24 |  | Idrift | 2026-10-12
65 | 994 | Biskopstien | Kraftverk | 0.04 | 1999-01-01 |  | Idrift | 2026-10-12
66 | 23 | Bjelland | Kraftverk | 55 | 1974-01-01 |  | Idrift | 2026-10-12
67 | 1023 | Bjelland I | Kraftverk | 0.03 | 1997-01-01 | 2017 | Ute av drift | 2026-10-12
68 | 1626 | Bjelland II | Kraftverk | 0.71 | 2011-11-02 |  | Idrift | 2026-10-12
69 | 1011 | Bjergaelva | Kraftverk | 0.65 | 2004-01-01 |  | Idrift | 2026-10-12
70 | 24 | Bjerka | Kraftverk | 20 | 1972-01-01 |  | Idrift | 2026-10-12
71 | 898 | Bjordal | Kraftverk | 0.099 | 2004-11-18 |  | Idrift | 2026-10-12
72 | 1498 | Bjordal II | Kraftverk | 0.14 | 2009-06-15 |  | Idrift | 2026-10-12
73 | 25 | Bjordalen | Kraftverk | 2.9 | 1960-09-02 |  | Idrift | 2026-10-12
74 | 881 | Bjordøla | Kraftverk | 0.132 | 2005-04-11 |  | Idrift | 2026-10-12
75 | 1260 | Bjoråi | Kraftverk | 0.028 | 2005-01-01 |  | Idrift | 2026-10-12
76 | 26 | Bjølvo | Kraftverk | 99.2 | 2003-10-29 |  | Idrift | 2026-10-12
77 | 27 | Bjørdal | Kraftverk | 4.3 | 1931-01-01 |  | Idrift | 2026-10-12
78 | 2002 | Bjørgelva | Kraftverk | 2.42 | 2020-12-17 |  | Idrift | 2026-10-12
79 | 1540 | Bjørgjo | Kraftverk | 0.6 | 2009-06-11 |  | Idrift | 2026-10-12
80 | 814 | Bjørgum | Kraftverk | 5.495 | 2004-09-01 |  | Idrift | 2026-10-12
81 | 1250 | Bjørheimsbygd | Kraftverk | 0.9 | 2006-02-17 |  | Idrift | 2026-10-12
82 | 28 | Bjørkåsen | Kraftverk | 3.68 | 1987-09-20 |  | Idrift | 2026-10-12
83 | 1367 | Bjørndalen | Kraftverk | 4.95 | 2006-06-15 |  | Idrift | 2026-10-12
84 | 2070 | Bjørndalen | Kraftverk | 2.3 | 2021-12-21 |  | Idrift | 2026-10-12
85 | 1242 | Bjørndalselva | Kraftverk | 5.3 | 2006-06-15 |  | Idrift | 2026-10-12
86 | 1166 | Bjørnebykverna | Kraftverk | 0.09 | 2000-01-01 |  | Idrift | 2026-10-12
87 | 2136 | Bjørnstadåi | Kraftverk | 2.012 | 2025-03-28 |  | Idrift | 2026-10-12
88 | 1854 | Bjørnstokk | Kraftverk | 8.2 | 2017-07-06 |  | Idrift | 2026-10-12
89 | 979 | Bjørsvik | Kraftverk | 0.495 | 1952-01-01 |  | Idrift | 2026-10-12
90 | 1115 | Bjøråa | Kraftverk | 0.025 | 1999-01-01 |  | Idrift | 2026-10-12
91 | 1190 | Bjøråa | Kraftverk | 0.036 | 1997-01-01 |  | Idrift | 2026-10-12
92 | 1915 | Bjåstad | Kraftverk | 5.19 | 2018-03-22 |  | Idrift | 2026-10-12
93 | 1351 | Blikraåna | Kraftverk | 0.25 | 2006-09-27 |  | Idrift | 2026-10-12
94 | 1078 | Blikåsbekken | Kraftverk | 0.004 | 2000-01-01 |  | Idrift | 2026-10-12
95 | 2004 | Blokken | Kraftverk | 0.12 | 1917-01-01 |  | Idrift | 2026-10-12
96 | 1454 | Blådalselva | Kraftverk | 2.66 | 2010-09-27 |  | Idrift | 2026-10-12
97 | 2180 | Blåfalli Fjellhaugen | Kraftverk | 185 |  |  | Under bygging | 2026-10-12
98 | 29 | Blåfalli I | Kraftverk | 8.7 | 1984-01-01 | 2007 | Ute av drift | 2026-10-12
99 | 30 | Blåfalli II | Kraftverk | 74 | 1953-01-01 | 2007 | Ute av drift | 2026-10-12
100 | 31 | Blåfalli III H | Kraftverk | 100 | 1968-01-01 |  | Idrift | 2026-10-12
101 | 32 | Blåfalli III L | Kraftverk | 5 | 1976-01-01 |  | Idrift | 2026-10-12
102 | 33 | Blåfalli IV | Kraftverk | 13 | 1981-12-15 |  | Idrift | 2026-10-12
103 | 781 | Blåfalli V | Kraftverk | 8.1 | 2002-01-01 |  | Idrift | 2026-10-12
104 | 1334 | Blåfalli Vik | Kraftverk | 230 | 2007-05-01 |  | Idrift | 2026-10-12
105 | 1281 | Blålid | Kraftverk | 0.565 | 2007-03-28 |  | Idrift | 2026-10-12
106 | 1262 | Blåsvagrova | Kraftverk | 0.017 | 2005-01-01 |  | Idrift | 2026-10-12
107 | 1697 | Boen Foss | Kraftverk | 3.6 | 2021-02-06 |  | Idrift | 2026-10-12
108 | 1793 | Bog | Kraftverk | 0.09 | 2008-11-19 |  | Idrift | 2026-10-12
109 | 1333 | Boge 1 | Kraftverk | 1.35 | 2007-01-01 |  | Idrift | 2026-10-12
110 | 1463 | Boge 2 | Kraftverk | 1.25 | 2008-09-02 |  | Idrift | 2026-10-12
111 | 34 | Bogna | Kraftverk | 57 | 1971-01-28 |  | Idrift | 2026-10-12
112 | 2141 | Bordalen | Kraftverk | 20.8 |  |  | Under bygging | 2026-10-12
113 | 1705 | Bordalsbekken | Kraftverk | 1.9 | 2012-08-31 |  | Idrift | 2026-10-12
114 | 2023 | Bordalselva | Kraftverk | 2.2 | 2020-11-11 |  | Idrift | 2026-10-12
115 | 1700 | Borgen | Kraftverk | 0.09 | 2007-01-01 | 2011 | Ute av drift | 2026-10-12
116 | 35 | Borgund | Kraftverk | 212 | 1974-10-04 |  | Idrift | 2026-10-12
117 | 1829 | Borgåna | Kraftverk | 1.95 | 2017-01-31 |  | Idrift | 2026-10-12
118 | 36 | Borregaard | Kraftverk | 54 | 1910-01-01 |  | Idrift | 2026-10-12
119 | 1987 | Botna | Kraftverk | 1.9 | 2020-05-25 |  | Idrift | 2026-10-12
120 | 1649 | Botnabakken | Kraftverk | 0.16 | 2009-02-05 |  | Idrift | 2026-10-12
121 | 1005 | Botnaelva | Kraftverk | 0.4 | 2005-06-07 |  | Idrift | 2026-10-12
122 | 1603 | Botnaelva | Kraftverk | 0.862 | 2007-01-04 |  | Idrift | 2026-10-12
123 | 2173 | Botnen | Kraftverk | 3 | 2025-05-09 |  | Idrift | 2026-10-12
124 | 1544 | Brandåa | Kraftverk | 4.05 | 2009-12-11 |  | Idrift | 2026-10-12
125 | 37 | Braskereidfoss | Kraftverk | 35.95 | 1978-12-12 |  | Idrift | 2026-10-12
126 | 38 | Bratsberg | Kraftverk | 124 | 1977-10-01 |  | Idrift | 2026-10-12
127 | 2047 | Brattabøelvi | Kraftverk | 4.4 | 2022-07-25 |  | Idrift | 2026-10-12
128 | 1687 | Bratthus | Kraftverk | 0.68 | 2012-05-07 |  | Idrift | 2026-10-12
129 | 39 | Brattingfoss | Pumpekraftverk | 10.7 | 1955-12-05 |  | Idrift | 2026-10-12
130 | 40 | Brattset | Kraftverk | 80 | 1982-10-10 |  | Idrift | 2026-10-12
131 | 869 | Brattvåg | Kraftverk | 0.81 | 1912-01-01 |  | Idrift | 2026-10-12
132 | 2205 | Bredvatn | Kraftverk | 118 |  | 2026 | Ute av drift | 2026-10-12
133 | 1232 | Breiava | Kraftverk | 14.8 | 2006-08-28 |  | Idrift | 2026-10-12
134 | 1882 | Breidalselva | Kraftverk | 0.9 | 2016-10-31 |  | Idrift | 2026-10-12
135 | 2024 | Breilobekken | Kraftverk | 1.77 | 2021-06-03 |  | Idrift | 2026-10-12
136 | 534 | Breiskallen | Kraftverk | 1 | 1988-01-01 |  | Idrift | 2026-10-12
137 | 41 | Breive | Pumpe | -20 | 1981-01-01 |  | Idrift | 2026-10-12
138 | 1099 | Breivikbotn | Kraftverk | 0.635 | 1950-01-01 |  | Idrift | 2026-10-12
139 | 1981 | Breivikelva | Kraftverk | 8.59 | 2021-06-30 |  | Idrift | 2026-10-12
140 | 2095 | Breivikelva | Kraftverk | 3.5 | 2024-05-07 |  | Idrift | 2026-10-12
141 | 1328 | Breivold | Kraftverk | 1 | 2001-01-01 |  | Idrift | 2026-10-12
142 | 42 | Brekke | Kraftverk | 1.5 | 1987-01-01 |  | Idrift | 2026-10-12
143 | 43 | Brekke | Kraftverk | 8 | 1924-10-01 |  | Idrift | 2026-10-12
144 | 1141 | Brekkebekken | Kraftverk | 0.472 | 2004-09-09 |  | Idrift | 2026-10-12
145 | 44 | Brekkefoss | Kraftverk | 1.6 | 1957-07-24 |  | Idrift | 2026-10-12
146 | 1247 | Brekkefossen | Kraftverk | 3.9 | 2005-05-23 |  | Idrift | 2026-10-12
147 | 1892 | Brekkefossen | Kraftverk | 3.8 | 2018-01-24 |  | Idrift | 2026-10-12
148 | 819 | Brekkestøl | Kraftverk | 1.44 | 2000-01-01 |  | Idrift | 2026-10-12
149 | 1117 | Breksillan | Kraftverk | 0.033 | 1997-01-01 |  | Idrift | 2026-10-12
150 | 1323 | Briksdal | Kraftverk | 0.56 | 2007-05-24 |  | Idrift | 2026-10-12
151 | 45 | Brokke | Kraftverk | 330 | 1964-08-15 |  | Idrift | 2026-10-12
152 | 1079 | Brudalsbekken | Kraftverk | 0.022 | 1998-01-01 |  | Idrift | 2026-10-12
153 | 1760 | Bruelva | Kraftverk | 1 | 2014-10-01 |  | Idrift | 2026-10-12
154 | 1142 | Brufjell | Kraftverk | 0.075 | 2004-01-01 |  | Idrift | 2026-10-12
155 | 46 | Brufoss | Kraftverk | 2.2 | 1982-01-01 |  | Idrift | 2026-10-12
156 | 2188 | Brufossen | Kraftverk | 2.319 | 2026-04-30 |  | Idrift | 2026-10-12
157 | 47 | Brulandsfoss | Kraftverk | 12.5 | 1934-07-01 |  | Idrift | 2026-10-12
158 | 1576 | Brunstad | Kraftverk | 3.96 | 2010-04-28 |  | Idrift | 2026-10-12
159 | 1449 | Bruvollelva | Kraftverk | 3.8 | 2010-05-27 |  | Idrift | 2026-10-12
160 | 48 | Brødbølfoss | Kraftverk | 2.4 | 1976-05-03 |  | Idrift | 2026-10-12
161 | 1906 | Bråberg | Kraftverk | 1.95 | 2018-04-18 |  | Idrift | 2026-10-12
162 | 535 | Buavatn | Pumpe | -6 | 1988-07-03 |  | Idrift | 2026-10-12
163 | 2184 | Budal II | Kraftverk | 3.2 |  |  | Under bygging | 2026-10-12
164 | 1147 | Budalselva | Kraftverk | 0.3 | 2005-05-10 |  | Idrift | 2026-10-12
165 | 1590 | Budalselva | Kraftverk | 0.54 | 2010-11-08 |  | Idrift | 2026-10-12
166 | 49 | Buer | Kraftverk | 1.5 | 1985-01-01 |  | Idrift | 2026-10-12
167 | 1946 | Bukkskinn | Kraftverk | 0.01 | 2009-01-01 |  | Idrift | 2026-10-12
168 | 1364 | Bulko | Kraftverk | 2.35 | 2008-04-21 |  | Idrift | 2026-10-12
169 | 1415 | Buru | Kraftverk | 0.015 | 2008-01-01 |  | Idrift | 2026-10-12
170 | 1234 | Buset | Kraftverk | 1.2 | 2002-12-05 |  | Idrift | 2026-10-12
171 | 934 | Buset mikrokraftverk | Kraftverk | 0.018 | 2000-01-01 |  | Idrift | 2026-10-12
172 | 2107 | Buvasselva | Kraftverk | 0.73 | 2023-11-01 |  | Idrift | 2026-10-12
173 | 1294 | Byaelva | Kraftverk | 0.088 | 2006-01-01 |  | Idrift | 2026-10-12
174 | 746 | Byafossen | Kraftverk | 6 | 2018-02-21 |  | Idrift | 2026-10-12
175 | 1058 | Byrkjedal | Kraftverk | 0.63 | 1999-01-01 |  | Idrift | 2026-10-12
176 | 1354 | Byrkjelo | Kraftverk | 9.7 | 2007-08-25 |  | Idrift | 2026-10-12
177 | 1806 | Byro | Kraftverk | 3.2 | 2016-09-16 |  | Idrift | 2026-10-12
178 | 50 | Byrte | Kraftverk | 20 | 1969-09-09 |  | Idrift | 2026-10-12
179 | 912 | Bæverfjord Gård Kraftverk | Kraftverk | 0.0176 | 1971-01-01 |  | Idrift | 2026-10-12
180 | 1674 | Bøaåni | Pumpe | -1.178 | 1973-01-01 |  | Idrift | 2026-10-12
181 | 1227 | Bøen I | Kraftverk | 1.8 | 2006-04-06 |  | Idrift | 2026-10-12
182 | 1879 | Bøen II | Kraftverk | 2.99 | 2016-05-09 |  | Idrift | 2026-10-12
183 | 51 | Bøhnsdalen | Kraftverk | 3 | 1986-05-22 |  | Idrift | 2026-10-12
184 | 2160 | Bøla | Kraftverk | 3.2 | 2025-02-26 |  | Idrift | 2026-10-12
185 | 866 | Børter 1 | Kraftverk | 0.45 | 1914-01-01 |  | Idrift | 2026-10-12
186 | 867 | Børter 2 | Kraftverk | 0.25 | 1922-01-01 |  | Idrift | 2026-10-12
187 | 52 | Børtveit | Kraftverk | 2.4 | 1993-01-01 |  | Idrift | 2026-10-12
188 | 53 | Bøylefoss | Kraftverk | 65 | 1913-07-01 |  | Idrift | 2026-10-12
189 | 54 | Båtsvatn | Kraftverk | 30 | 1977-03-03 |  | Idrift | 2026-10-12
190 | 1206 | Cabardasjohka | Kraftverk | 0.7 | 2003-10-22 |  | Idrift | 2026-10-12
191 | 1149 | Cermaq Norway AS avd. Dyping | Kraftverk | 0.15 | 2002-01-01 |  | Idrift | 2026-10-12
192 | 615 | Corrojavrrit | Kraftverk | 1.7 | 1990-11-04 |  | Idrift | 2026-10-12
193 | 2131 | Dagsvikelva | Kraftverk | 2.2 | 2025-02-27 |  | Idrift | 2026-10-12
194 | 1428 | Dahlefoss | Kraftverk | 0.98 | 2009-08-01 |  | Idrift | 2026-10-12
195 | 55 | Daja | Kraftverk | 30 | 1958-01-01 |  | Idrift | 2026-10-12
196 | 1735 | Dalabekken | Kraftverk | 0.022 | 2009-11-19 |  | Idrift | 2026-10-12
197 | 954 | Dalane | Kraftverk | 1.44 | 2017-12-08 |  | Idrift | 2026-10-12
198 | 2112 | Dalaåna | Kraftverk | 9.9 |  |  | Under bygging | 2026-10-12
199 | 1593 | Dalbygda | Kraftverk | 0.3 | 2010-03-19 |  | Idrift | 2026-10-12
200 | 608 | Dale | Kraftverk | 5.2 | 1990-10-01 |  | Idrift | 2026-10-12
201 | 836 | Dale | Kraftverk | 2.95 | 2005-07-01 |  | Idrift | 2026-10-12
202 | 56 | Dale II | Kraftverk | 147 | 1990-07-01 |  | Idrift | 2026-10-12
203 | 1567 | Dalegjerdet | Kraftverk | 2.3 | 2012-06-21 |  | Idrift | 2026-10-12
204 | 1547 | Dalelva | Kraftverk | 3.1 | 2010-08-31 |  | Idrift | 2026-10-12
205 | 1594 | Dalelva | Kraftverk | 0.9 | 2006-06-01 |  | Idrift | 2026-10-12
206 | 2076 | Dalelva | Kraftverk | 1.7 | 2022-11-10 |  | Idrift | 2026-10-12
207 | 190 | Dalen 1 | Kraftverk | 4.9 | 2010-08-17 |  | Idrift | 2026-10-12
208 | 1558 | Dalsbekken | Kraftverk | 0.7 | 2010-04-13 |  | Idrift | 2026-10-12
209 | 57 | Dalsfos Øst | Kraftverk | 7.6 | 2021-11-18 |  | Idrift | 2026-10-12
210 | 359 | Dalvatn | Kraftverk | 35.4 | 1978-01-01 |  | Idrift | 2026-10-12
211 | 1366 | Dauremål | Kraftverk | 4.95 | 2007-06-04 |  | Idrift | 2026-10-12
212 | 1068 | Deilbekken | Kraftverk | 0.027 | 2005-01-01 |  | Idrift | 2026-10-12
213 | 1502 | Deveggåe | Kraftverk | 2.997 | 2011-04-15 |  | Idrift | 2026-10-12
214 | 975 | Dikemark | Kraftverk | 0.099 | 1904-01-01 | 2009 | Ute av drift | 2026-10-12
215 | 1253 | Dirdal | Kraftverk | 1.6 | 2007-07-11 |  | Idrift | 2026-10-12
216 | 1620 | Dittielva | Kraftverk | 5.6 | 2012-11-06 |  | Idrift | 2026-10-12
217 | 58 | Dividalen | Kraftverk | 26 | 1972-12-18 |  | Idrift | 2026-10-12
218 | 59 | Djupdal | Kraftverk | 14.3 | 1976-12-21 |  | Idrift | 2026-10-12
219 | 60 | Djupfjord I | Kraftverk | 5.1 | 1952-01-01 |  | Idrift | 2026-10-12
220 | 61 | Djupfjord II | Kraftverk | 2.6 | 1957-01-01 |  | Idrift | 2026-10-12
221 | 1095 | Djupvika | Kraftverk | 0.038 | 2001-01-01 |  | Idrift | 2026-10-12
222 | 1191 | Djupå | Kraftverk | 0.008 | 1998-01-01 |  | Idrift | 2026-10-12
223 | 1016 | Djuv | Kraftverk | 0.045 | 2009-01-01 |  | Idrift | 2026-10-12
224 | 2144 | Djuvselva | Kraftverk | 2.67 | 2025-03-14 |  | Idrift | 2026-10-12
225 | 537 | Dokka | Kraftverk | 44.6 | 1989-12-14 |  | Idrift | 2026-10-12
226 | 1582 | Dokkelva | Kraftverk | 5.49 | 2012-03-29 |  | Idrift | 2026-10-12
227 | 62 | Dragefossen | Kraftverk | 3.3 | 1987-02-13 |  | Idrift | 2026-10-12
228 | 1014 | Drarvik | Kraftverk | 0.022 | 2000-01-01 |  | Idrift | 2026-10-12
229 | 1727 | Draura | Kraftverk | 2.5 | 2013-01-29 |  | Idrift | 2026-10-12
230 | 1866 | Dravlaus | Kraftverk | 4.18 | 2016-11-17 |  | Idrift | 2026-10-12
231 | 63 | Driva | Kraftverk | 140 | 1973-04-06 |  | Idrift | 2026-10-12
232 | 1406 | Drivdal | Kraftverk | 2.3 | 2008-04-14 |  | Idrift | 2026-10-12
233 | 1087 | Drivdalselva | Kraftverk | 0.35 | 2002-01-01 |  | Idrift | 2026-10-12
234 | 2077 | Drøllstølsbekken | Kraftverk | 3.84 | 2024-05-07 |  | Idrift | 2026-10-12
235 | 64 | Duge | Pumpekraftverk | 200 | 1979-03-01 |  | Idrift | 2026-10-12
236 | 2029 | Duvedalen | Kraftverk | 3.3 | 2020-12-11 |  | Idrift | 2026-10-12
237 | 2007 | Dvergfossen | Kraftverk | 9.4 | 2021-12-27 |  | Idrift | 2026-10-12
238 | 1574 | Dvergsdalsdalen | Kraftverk | 2 | 2010-11-17 |  | Idrift | 2026-10-12
239 | 1606 | Dversetelva | Kraftverk | 3.68 | 2011-06-07 |  | Idrift | 2026-10-12
240 | 65 | Dynjanfoss | Kraftverk | 33 | 1951-10-31 |  | Idrift | 2026-10-12
241 | 899 | Dyrbakk | Kraftverk | 0.57 | 1913-07-01 |  | Idrift | 2026-10-12
242 | 1999 | Dyrdalselva | Kraftverk | 3.3 | 2021-03-20 |  | Idrift | 2026-10-12
243 | 977 | Dyrhovden | Kraftverk | 0.069 | 1998-01-01 |  | Idrift | 2026-10-12
244 | 2089 | Dyrkolbotn | Kraftverk | 2.6 | 2025-01-10 |  | Idrift | 2026-10-12
245 | 1616 | Dyrkorn | Kraftverk | 2.8 | 2011-05-31 |  | Idrift | 2026-10-12
246 | 66 | Dyrnesli | Kraftverk | 6.5 | 1907-09-01 |  | Idrift | 2026-10-12
247 | 904 | Dyrstad | Kraftverk | 0.99 | 1999-01-01 |  | Idrift | 2026-10-12
248 | 1570 | Døla | Kraftverk | 2.1 | 2011-03-01 |  | Idrift | 2026-10-12
249 | 872 | Døsen | Kraftverk | 0.09 | 2004-01-01 |  | Idrift | 2026-10-12
250 | 1048 | Døvik | Kraftverk | 0.735 | 2004-01-01 |  | Idrift | 2026-10-12
251 | 67 | Døvikfoss | Kraftverk | 15 | 1975-04-10 |  | Idrift | 2026-10-12
252 | 1285 | Efteland | Kraftverk | 0.2 | 2006-12-07 |  | Idrift | 2026-10-12
253 | 1136 | Eftestøl | Kraftverk | 0.4 | 2000-01-01 |  | Idrift | 2026-10-12
254 | 1378 | Egge | Kraftverk | 5 | 2007-03-21 |  | Idrift | 2026-10-12
255 | 777 | Eid | Kraftverk | 9.6 | 2000-07-07 |  | Idrift | 2026-10-12
256 | 1553 | Eide | Kraftverk | 0.09 | 2008-01-07 |  | Idrift | 2026-10-12
257 | 68 | Eidefossen | Kraftverk | 13.2 | 1983-06-23 |  | Idrift | 2026-10-12
258 | 69 | Eidesfossen | Kraftverk | 3.8 | 1954-01-01 |  | Idrift | 2026-10-12
259 | 70 | Eidet | Kraftverk | 2.3 | 1960-01-01 |  | Idrift | 2026-10-12
260 | 1122 | Eidet 1 | Kraftverk | 0.6 | 1960-01-01 | 2018 | Ute av drift | 2026-10-12
261 | 1121 | Eidet 2 | Kraftverk | 1.6 | 1960-01-01 | 2018 | Ute av drift | 2026-10-12
262 | 1224 | Eidsdal | Kraftverk | 6.085 | 2006-09-27 |  | Idrift | 2026-10-12
263 | 1453 | Eidsetelva | Kraftverk | 1.8 | 2011-09-07 |  | Idrift | 2026-10-12
264 | 72 | Eidsfoss | Kraftverk | 15 | 1964-12-14 |  | Idrift | 2026-10-12
265 | 73 | Eidsfoss | Kraftverk | 4.1 | 1956-01-01 |  | Idrift | 2026-10-12
266 | 1120 | Eidsfoss | Kraftverk | 0.9 | 1903-01-01 |  | Idrift | 2026-10-12
267 | 71 | Eidsfossen | Kraftverk | 9.94 | 1949-01-01 |  | Idrift | 2026-10-12
268 | 1380 | Eidsfossen | Kraftverk | 0.4 | 1922-12-31 | 2019 | Ute av drift | 2026-10-12
269 | 1828 | Eidsland 1 | Kraftverk | 0.46 | 2015-06-29 |  | Idrift | 2026-10-12
270 | 1964 | Eidsland 2 | Kraftverk | 0.63 | 2019-12-20 |  | Idrift | 2026-10-12
271 | 864 | Eikedalsvatten | Kraftverk | 0.032 | 1986-01-01 |  | Idrift | 2026-10-12
272 | 2179 | Eikeelva | Kraftverk | 2.5 |  |  | Under bygging | 2026-10-12
273 | 74 | Eikelandsosen | Kraftverk | 30 | 1986-09-01 |  | Idrift | 2026-10-12
274 | 2078 | Eikemo | Kraftverk | 3.81 | 2023-01-20 |  | Idrift | 2026-10-12
275 | 2146 | Eikemo | Kraftverk | 3.01 | 2025-03-18 |  | Idrift | 2026-10-12
276 | 915 | Eimstad | Kraftverk | 0.019 | 2002-01-01 |  | Idrift | 2026-10-12
277 | 2059 | Einungstølsåna | Kraftverk | 2.8 | 2023-06-21 |  | Idrift | 2026-10-12
278 | 75 | Einunna | Kraftverk | 9 | 2019-10-25 |  | Idrift | 2026-10-12
279 | 1739 | Eiriksdal | Kraftverk | 80 | 2013-11-22 |  | Idrift | 2026-10-12
280 | 2197 | Eitreelvi | Kraftverk | 3.8 |  |  | Under bygging | 2026-10-12
281 | 1752 | Eitro | Kraftverk | 4.1 | 2013-05-31 |  | Idrift | 2026-10-12
282 | 1418 | Ekkjestølen | Kraftverk | 3.631 | 2009-03-04 |  | Idrift | 2026-10-12
283 | 1907 | Eldao | Kraftverk | 9.8 | 2018-10-25 |  | Idrift | 2026-10-12
284 | 2079 | Elde | Kraftverk | 1.4 | 2022-06-27 |  | Idrift | 2026-10-12
285 | 1571 | Eldrevatn | Kraftverk | 4.9 | 2013-10-28 |  | Idrift | 2026-10-12
286 | 1622 | Ellenelva | Kraftverk | 4.8 | 2012-08-29 |  | Idrift | 2026-10-12
287 | 1167 | Ellingsbekken | Kraftverk | 0.037 | 2005-01-01 |  | Idrift | 2026-10-12
288 | 1655 | Embla | Kraftverk | 4.9 | 2012-08-15 |  | Idrift | 2026-10-12
289 | 76 | Embretsfoss | Kraftverk | 71 | 1954-01-01 |  | Idrift | 2026-10-12
290 | 1318 | Engeset | Kraftverk | 5.1 | 2007-01-17 |  | Idrift | 2026-10-12
291 | 2039 | Engesetelva | Kraftverk | 3.24 | 2021-11-08 |  | Idrift | 2026-10-12
292 | 1083 | Erdal | Kraftverk | 0.725 | 2005-05-02 |  | Idrift | 2026-10-12
293 | 1554 | Erfjord | Kraftverk | 0.09 | 2008-08-25 |  | Idrift | 2026-10-12
294 | 933 | Ervik | Kraftverk | 0.012 | 1997-01-01 |  | Idrift | 2026-10-12
295 | 2098 | Ervikselva | Kraftverk | 5.5 | 2024-08-06 |  | Idrift | 2026-10-12
296 | 1930 | Espeelvi | Kraftverk | 4.56 | 2018-05-09 |  | Idrift | 2026-10-12
297 | 1695 | Espeland | Kraftverk | 0.965 | 2012-05-08 | 2025 | Ute av drift | 2026-10-12
298 | 1831 | Espeland | Kraftverk | 0.27 | 2015-09-25 |  | Idrift | 2026-10-12
299 | 77 | Evanger | Kraftverk | 330 | 1969-03-03 |  | Idrift | 2026-10-12
300 | 1340 | Evebøfossen | Kraftverk | 0.38 | 1910-01-01 |  | Idrift | 2026-10-12
301 | 1312 | Evenset | Kraftverk | 0.08 | 2006-01-01 | 2024 | Ute av drift | 2026-10-12
302 | 78 | Evenstad | Kraftverk | 23.5 | 1939-01-01 |  | Idrift | 2026-10-12
303 | 1604 | Fagerdalen | Kraftverk | 0.8 | 2007-10-01 |  | Idrift | 2026-10-12
304 | 1283 | Fagerelva | Kraftverk | 0.035 | 2001-01-01 |  | Idrift | 2026-10-12
305 | 79 | Fagerli | Kraftverk | 48 | 1975-06-01 |  | Idrift | 2026-10-12
306 | 1504 | Fagerlid | Kraftverk | 0.32 | 2008-08-28 |  | Idrift | 2026-10-12
307 | 538 | Fagervollan | Kraftverk | 21 | 1990-09-01 |  | Idrift | 2026-10-12
308 | 1500 | Fall | Kraftverk | 5.5 | 2009-01-01 |  | Idrift | 2026-10-12
309 | 2200 | Fardalen | Kraftverk | 23.4 |  |  | Under bygging | 2026-10-12
310 | 2204 | Fardalselvi | Kraftverk | 3.469 | 2026-03-26 |  | Idrift | 2026-10-12
311 | 80 | Faslefoss | Kraftverk | 17.8 | 1980-03-01 |  | Idrift | 2026-10-12
312 | 1788 | Fatland | Kraftverk | 0.975 | 2014-02-25 |  | Idrift | 2026-10-12
313 | 1041 | Fausa I | Kraftverk | 0.78 | 1929-01-01 |  | Idrift | 2026-10-12
314 | 81 | Fausa II | Kraftverk | 7 | 1952-01-01 |  | Idrift | 2026-10-12
315 | 2132 | Feios | Kraftverk | 28.8 | 2025-10-20 |  | Idrift | 2026-10-12
316 | 228 | Fellesanlegget Kykkelsrud-Fossumfoss | Kraftverk | 230 | 1963-01-01 |  | Idrift | 2026-10-12
317 | 2115 | Femangerlaks | Kraftverk | 0.05 | 2022-12-31 |  | Idrift | 2026-10-12
318 | 2104 | Fennefoss | Kraftverk | 9.5 | 2023-03-21 |  | Idrift | 2026-10-12
319 | 82 | Finndøla | Kraftverk | 108 | 1972-10-28 |  | Idrift | 2026-10-12
320 | 1469 | Finnesetbekken | Kraftverk | 1.428 | 2011-04-27 |  | Idrift | 2026-10-12
321 | 83 | Finså | Kraftverk | 23 | 1963-01-01 |  | Idrift | 2026-10-12
322 | 911 | Fiske | Kraftverk | 0.015 | 1923-01-01 | 2012 | Ute av drift | 2026-10-12
323 | 84 | Fiskfjord | Kraftverk | 1.5 | 1979-01-01 |  | Idrift | 2026-10-12
324 | 1936 | Fiskløysa | Kraftverk | 5.1 | 2018-09-27 |  | Idrift | 2026-10-12
325 | 1063 | Fiskå Mølle | Kraftverk | 0.1 | 1984-01-01 |  | Idrift | 2026-10-12
326 | 2021 | Fivelandselva | Kraftverk | 3.06 | 2020-12-10 |  | Idrift | 2026-10-12
327 | 85 | Fivlemyr | Kraftverk | 2 | 1962-01-01 |  | Idrift | 2026-10-12
328 | 1065 | Fjelde | Kraftverk | 0.006 | 1998-01-01 | 2017 | Ute av drift | 2026-10-12
329 | 1327 | Fjellanger | Kraftverk | 0.8 | 2006-10-09 |  | Idrift | 2026-10-12
330 | 1801 | Fjellet | Kraftverk | 4.3 | 2015-01-30 |  | Idrift | 2026-10-12
331 | 1546 | Fjellhaugen | Kraftverk | 0.16 | 2008-09-15 |  | Idrift | 2026-10-12
332 | 1764 | Fjelna | Kraftverk | 4.83 | 2015-03-11 |  | Idrift | 2026-10-12
333 | 2045 | Fjerdingelva | Kraftverk | 5.1 | 2022-05-12 |  | Idrift | 2026-10-12
334 | 86 | Fjone | Kraftverk | 50 | 1970-04-10 |  | Idrift | 2026-10-12
335 | 87 | Fjæremsfoss | Kraftverk | 18.8 | 1957-01-01 |  | Idrift | 2026-10-12
336 | 1358 | Flaen Mølle | Kraftverk | 0.021 | 2006-01-01 |  | Idrift | 2026-10-12
337 | 2067 | Flateland | Kraftverk | 9.9 | 2024-01-18 |  | Idrift | 2026-10-12
338 | 88 | Flatenfoss | Kraftverk | 12.6 | 2009-10-01 |  | Idrift | 2026-10-12
339 | 775 | Flatenfoss 2 | Kraftverk | 5.5 | 1981-10-01 | 2026 | Ute av drift | 2026-10-12
340 | 1443 | Flatenfoss 3 | Kraftverk | 7.1 | 2009-01-01 | 2009 | Ute av drift | 2026-10-12
341 | 2086 | Flatestøl | Kraftverk | 2.07 | 2022-08-24 |  | Idrift | 2026-10-12
342 | 1241 | Flatlandsåi | Kraftverk | 1.3 | 2006-01-03 |  | Idrift | 2026-10-12
343 | 1093 | Flatråker | Kraftverk | 0.9 | 2003-01-01 |  | Idrift | 2026-10-12
344 | 2025 | Flikka | Kraftverk | 1.93 | 2021-05-12 |  | Idrift | 2026-10-12
345 | 89 | Flittig | Kraftverk | 6.5 | 2017-06-01 |  | Idrift | 2026-10-12
346 | 769 | Flørli | Kraftverk | 80 | 1999-01-01 |  | Idrift | 2026-10-12
347 | 908 | Fløtre | Kraftverk | 0.05 | 2000-01-01 |  | Idrift | 2026-10-12
348 | 90 | Fløyrli | Kraftverk | 29 | 1918-01-01 | 1999 | Ute av drift | 2026-10-12
349 | 91 | Folkedal | Kraftverk | 1.2 | 1962-01-01 | 2013 | Ute av drift | 2026-10-12
350 | 1728 | Folkedal | Kraftverk | 4.99 | 2013-01-09 |  | Idrift | 2026-10-12
351 | 1233 | Folkestad | Kraftverk | 1.85 | 2006-03-14 |  | Idrift | 2026-10-12
352 | 92 | Follafoss | Kraftverk | 48.1 | 2005-09-26 |  | Idrift | 2026-10-12
353 | 833 | Follafoss - vannforsyning | Kraftverk | 1.5 | 2005-01-01 | 2011 | Ute av drift | 2026-10-12
354 | 1175 | Follebu bruk | Kraftverk | 0.4 | 2004-01-01 |  | Idrift | 2026-10-12
355 | 1795 | Follsjå | Kraftverk | 2.9 | 2015-01-30 |  | Idrift | 2026-10-12
356 | 1763 | Forneselva | Kraftverk | 5.2 | 2014-06-11 |  | Idrift | 2026-10-12
357 | 1708 | Forsanvatn | Kraftverk | 8.8 | 2013-06-04 |  | Idrift | 2026-10-12
358 | 1710 | Forsanvatn minikraftverk | Kraftverk | 0.723 | 2013-06-12 |  | Idrift | 2026-10-12
359 | 791 | Forsland | Kraftverk | 7 | 2003-03-03 |  | Idrift | 2026-10-12
360 | 93 | Forså | Kraftverk | 9.6 | 1963-12-19 |  | Idrift | 2026-10-12
361 | 1047 | Foss | Kraftverk | 0.113 | 2003-01-01 |  | Idrift | 2026-10-12
362 | 1637 | Fossabekken | Kraftverk | 0.45 | 2011-12-28 |  | Idrift | 2026-10-12
363 | 780 | Fossan | Kraftverk | 2.5 | 2000-01-01 |  | Idrift | 2026-10-12
364 | 1738 | Fossan | Kraftverk | 4.95 | 2013-05-10 |  | Idrift | 2026-10-12
365 | 1046 | Fossane | Kraftverk | 0.18 | 2001-01-01 |  | Idrift | 2026-10-12
366 | 1878 | Fossane | Pumpe | -3.6 | 2013-01-01 |  | Idrift | 2026-10-12
367 | 1309 | Fossane - Molla | Kraftverk | 0.325 | 2006-01-20 |  | Idrift | 2026-10-12
368 | 1789 | Fossbråten | Kraftverk | 2.9 | 2014-10-29 |  | Idrift | 2026-10-12
369 | 95 | Fossdal | Pumpe | -3.5 | 1987-01-01 |  | Idrift | 2026-10-12
370 | 2125 | Fossdalen | Kraftverk | 2.55 | 2025-03-28 |  | Idrift | 2026-10-12
371 | 96 | Fosse | Kraftverk | 25 | 1954-11-22 |  | Idrift | 2026-10-12
372 | 1003 | Fosseelvo Mikrokraftverk | Kraftverk | 0.011 | 2000-01-01 |  | Idrift | 2026-10-12
373 | 906 | Fossekallen | Kraftverk | 0.08 | 1999-01-01 |  | Idrift | 2026-10-12
374 | 1282 | Fossekallen | Kraftverk | 0.09 | 2007-08-01 |  | Idrift | 2026-10-12
375 | 1762 | Fossekallen | Kraftverk | 0.2 | 2014-02-20 |  | Idrift | 2026-10-12
376 | 868 | Fossen | Kraftverk | 0.07 | 1972-01-01 |  | Idrift | 2026-10-12
377 | 2064 | Fosseteigen | Kraftverk | 6.2 | 2021-09-23 |  | Idrift | 2026-10-12
378 | 754 | Fossheim | Kraftverk | 8.32 | 1995-05-01 |  | Idrift | 2026-10-12
379 | 744 | Fossheimfoss | Kraftverk | 1.9 | 1994-08-22 |  | Idrift | 2026-10-12
380 | 1777 | Fossheimgardane | Kraftverk | 0.075 | 2013-12-12 |  | Idrift | 2026-10-12
381 | 878 | Fossingfallene | Kraftverk | 0.16 | -4015 | 2017 | Ute av drift | 2026-10-12
382 | 97 | Fossmark | Kraftverk | 9 | 1989-02-13 |  | Idrift | 2026-10-12
383 | 1377 | Fossmark | Kraftverk | 2.04 | 2007-05-15 |  | Idrift | 2026-10-12
384 | 1199 | Fossmobakken | Kraftverk | 0.02 | 1950-01-01 | 2007 | Ute av drift | 2026-10-12
385 | 1284 | Fosstun | Kraftverk | 0.09 | 2006-11-29 |  | Idrift | 2026-10-12
386 | 1398 | Fosstveit | Kraftverk | 1.99 | 2008-08-24 |  | Idrift | 2026-10-12
387 | 856 | Fossum | Kraftverk | 0.81 | 1908-01-01 |  | Idrift | 2026-10-12
388 | 1024 | Fossum Mølle og elektrisitetsverk | Kraftverk | 0.06 | 2002-01-01 |  | Idrift | 2026-10-12
389 | 2120 | Fossvatn | Kraftverk | 0.18 | 2023-05-22 |  | Idrift | 2026-10-12
390 | 2083 | Fossåa | Kraftverk | 8.2 | 2023-11-30 |  | Idrift | 2026-10-12
391 | 1691 | Fossåno | Kraftverk | 1.85 | 2006-05-22 |  | Idrift | 2026-10-12
392 | 1491 | Frammarsvik | Kraftverk | 2.4 | 2008-09-11 |  | Idrift | 2026-10-12
393 | 829 | Framruste | Kraftverk | 75 | 2005-12-07 |  | Idrift | 2026-10-12
394 | 1736 | Freim | Kraftverk | 0.7 | 2013-06-04 |  | Idrift | 2026-10-12
395 | 1720 | Fremstedalen | Kraftverk | 0.07 | 2007-07-20 |  | Idrift | 2026-10-12
396 | 1004 | Friheim | Kraftverk | 0.027 | 2005-01-01 |  | Idrift | 2026-10-12
397 | 925 | Frisvold | Kraftverk | 0.025 | 1998-01-01 |  | Idrift | 2026-10-12
398 | 98 | Fritzøe | Kraftverk | 3.3 | 1901-01-01 |  | Idrift | 2026-10-12
399 | 99 | Frøland | Kraftverk | 24.9 | 1962-01-01 |  | Idrift | 2026-10-12
400 | 876 | Frøvik Gård | Kraftverk | 0.006 | 1996-01-01 |  | Idrift | 2026-10-12
401 | 1275 | Frøvik Gård | Kraftverk | 0.005 | 1996-01-01 | 2016 | Ute av drift | 2026-10-12
402 | 100 | Frøystul | Kraftverk | 45.6 | 1995-01-01 |  | Idrift | 2026-10-12
403 | 2158 | Frøytlandsfoss | Kraftverk | 2.825 | 2025-05-08 |  | Idrift | 2026-10-12
404 | 1731 | Fuglestein | Kraftverk | 0.025 | 2009-01-01 |  | Idrift | 2026-10-12
405 | 101 | Funna | Kraftverk | 20.6 | 2007-12-14 |  | Idrift | 2026-10-12
406 | 102 | Funnefoss | Kraftverk | 40 | 1975-06-01 |  | Idrift | 2026-10-12
407 | 820 | Furebø | Kraftverk | 1.08 | 2001-01-15 |  | Idrift | 2026-10-12
408 | 1719 | Furegardane | Kraftverk | 5.49 | 2014-05-19 |  | Idrift | 2026-10-12
409 | 1350 | Furset | Kraftverk | 4.95 | 2007-05-01 |  | Idrift | 2026-10-12
410 | 1756 | Fykanvannet | Kraftverk | 2.35 | 2013-07-11 |  | Idrift | 2026-10-12
411 | 1464 | Færåsen | Kraftverk | 1.43 | 2009-03-03 |  | Idrift | 2026-10-12
412 | 1145 | Fønhus | Kraftverk | 0.62 | 2004-04-07 |  | Idrift | 2026-10-12
413 | 1572 | Føssa | Kraftverk | 1.769 | 2011-05-09 |  | Idrift | 2026-10-12
414 | 1213 | Fårelia | Kraftverk | 0.096 | 1899-12-31 | 2010 | Ute av drift | 2026-10-12
415 | 103 | Gamlebrofoss | Kraftverk | 15 | 1971-01-14 |  | Idrift | 2026-10-12
416 | 104 | Gandvik | Kraftverk | 4.8 | 1952-12-10 |  | Idrift | 2026-10-12
417 | 1640 | Gangsbekken | Kraftverk | 0.09 | 2007-05-25 |  | Idrift | 2026-10-12
418 | 105 | Gapestad | Kraftverk | 1.5 | 1987-01-01 |  | Idrift | 2026-10-12
419 | 1226 | Gaudøla | Kraftverk | 2 | 2004-12-02 |  | Idrift | 2026-10-12
420 | 1194 | Gaula | Kraftverk | 3 | 2009-04-20 |  | Idrift | 2026-10-12
421 | 757 | Gausbu | Kraftverk | 7.2 | 1996-10-04 |  | Idrift | 2026-10-12
422 | 1372 | Gautvella | Kraftverk | 1.72 | 2007-07-13 |  | Idrift | 2026-10-12
423 | 849 | Geisdøla | Kraftverk | 1.275 | 2005-05-03 |  | Idrift | 2026-10-12
424 | 108 | Geithusfoss | Kraftverk | 13.5 | 1961-10-01 |  | Idrift | 2026-10-12
425 | 1924 | Geitåni | Kraftverk | 4.62 | 2018-04-19 |  | Idrift | 2026-10-12
426 | 818 | Gilja | Kraftverk | 1.44 | 2001-01-01 |  | Idrift | 2026-10-12
427 | 1388 | Gire | Kraftverk | 2.38 | 2008-06-05 |  | Idrift | 2026-10-12
428 | 1423 | Gisnafallet | Kraftverk | 2.9 | 2009-06-08 |  | Idrift | 2026-10-12
429 | 995 | Gjedrem & Holmen | Kraftverk | 0.28 | 2005-02-19 |  | Idrift | 2026-10-12
430 | 2099 | Gjemlestad | Kraftverk | 6.5 | 2024-09-12 |  | Idrift | 2026-10-12
431 | 1349 | Gjerde | Kraftverk | 1.7 | 2007-08-29 |  | Idrift | 2026-10-12
432 | 2114 | Gjerdelva | Kraftverk | 6.535 | 2025-11-12 |  | Idrift | 2026-10-12
433 | 109 | Gjerdsvika | Kraftverk | 4 | 1954-01-01 |  | Idrift | 2026-10-12
434 | 1263 | Gjerland | Kraftverk | 0.0166 | 2007-01-01 |  | Idrift | 2026-10-12
435 | 1706 | Gjersvik | Kraftverk | 0.3 | 2012-09-14 |  | Idrift | 2026-10-12
436 | 1584 | Gjesdal | Kraftverk | 3.7 | 2011-08-15 |  | Idrift | 2026-10-12
437 | 1342 | Gjetingsdalen | Kraftverk | 2.2 | 2007-02-06 |  | Idrift | 2026-10-12
438 | 2183 | Gjosa | Kraftverk | 3.65 |  |  | Under bygging | 2026-10-12
439 | 110 | Gjuva | Kraftverk | 10 | 1957-12-29 |  | Idrift | 2026-10-12
440 | 2055 | Gjuvåa | Kraftverk | 4.8 | 2021-08-26 |  | Idrift | 2026-10-12
441 | 1846 | Gjønaelva | Kraftverk | 3.2 | 2018-05-16 |  | Idrift | 2026-10-12
442 | 1288 | Gjøv | Kraftverk | 0.095 | 2006-11-16 | 2023 | Ute av drift | 2026-10-12
443 | 1440 | Glesåa | Kraftverk | 2.1 | 2009-01-22 |  | Idrift | 2026-10-12
444 | 1025 | Glisja | Kraftverk | 0.075 | 2000-01-01 |  | Idrift | 2026-10-12
445 | 112 | Glomfjord | Kraftverk | 20 | 1920-06-30 |  | Idrift | 2026-10-12
446 | 957 | Glomnes | Kraftverk | 0.349 | 2001-01-01 |  | Idrift | 2026-10-12
447 | 1483 | Glutra | Kraftverk | 0.85 | 2009-08-03 |  | Idrift | 2026-10-12
448 | 1840 | Godal | Kraftverk | 0.52 | 2015-12-03 |  | Idrift | 2026-10-12
449 | 2093 | Godfarfoss | Kraftverk | 9.5 | 2025-05-24 |  | Idrift | 2026-10-12
450 | 1872 | Gosland | Kraftverk | 4.04 | 2016-05-13 |  | Idrift | 2026-10-12
451 | 1781 | Govddesåga | Kraftverk | 26.8 | 2016-07-07 |  | Idrift | 2026-10-12
452 | 2018 | Graffer | Kraftverk | 3.3 | 2021-06-15 |  | Idrift | 2026-10-12
453 | 113 | Grana | Kraftverk | 75 | 1982-04-01 |  | Idrift | 2026-10-12
454 | 1885 | Grasbotntjørni | Pumpe | -0.3 | 2016-10-25 |  | Idrift | 2026-10-12
455 | 978 | Grasdalen | Kraftverk | 0.642 | 2000-01-01 |  | Idrift | 2026-10-12
456 | 1520 | Gravbrøtfossen | Kraftverk | 2.1 | 2009-06-05 |  | Idrift | 2026-10-12
457 | 2161 | Gravdal | Kraftverk | 2.1 |  |  | Under bygging | 2026-10-12
458 | 2165 | Gravdalen | Kraftverk | 15.5 |  |  | Under bygging | 2026-10-12
459 | 114 | Gravfoss I | Kraftverk | 18.6 | 1931-10-01 |  | Idrift | 2026-10-12
460 | 756 | Gravfoss II | Kraftverk | 30.2 | 1996-05-10 |  | Idrift | 2026-10-12
461 | 1362 | Gravvold | Kraftverk | 0.095 | 2007-11-21 |  | Idrift | 2026-10-12
462 | 115 | Gresslifoss | Kraftverk | 25 | 1966-01-01 |  | Idrift | 2026-10-12
463 | 1643 | Grimo | Kraftverk | 0.99 | 2011-03-21 |  | Idrift | 2026-10-12
464 | 1139 | Grislefoss | Kraftverk | 0.72 | 2001-01-01 |  | Idrift | 2026-10-12
465 | 945 | Grovane | Kraftverk | 0.5 | 1998-01-01 |  | Idrift | 2026-10-12
466 | 1359 | Grove | Kraftverk | 0.08 | 2006-07-27 |  | Idrift | 2026-10-12
467 | 2177 | Grovlia | Kraftverk | 1.83 | 2026-06-04 |  | Idrift | 2026-10-12
468 | 1835 | Grunnevatn | Kraftverk | 1.13 | 2016-04-08 |  | Idrift | 2026-10-12
469 | 847 | Grunnåi | Kraftverk | 25.32 | 2006-01-28 |  | Idrift | 2026-10-12
470 | 1479 | Gryta | Kraftverk | 1.49 | 2009-04-28 |  | Idrift | 2026-10-12
471 | 1669 | Grytdalen | Kraftverk | 1.3 | 2012-03-02 |  | Idrift | 2026-10-12
472 | 1635 | Gryte I | Kraftverk | 0.956 | 2006-12-19 |  | Idrift | 2026-10-12
473 | 1920 | Gryte II | Kraftverk | 0.5 | 2018-02-15 |  | Idrift | 2026-10-12
474 | 1859 | Grytefoss | Kraftverk | 0.86 | 1907-01-01 |  | Idrift | 2026-10-12
475 | 1945 | Grytendal | Kraftverk | 6.35 | 2018-11-27 |  | Idrift | 2026-10-12
476 | 830 | Grytfossen | Kraftverk | 1.125 | 2005-04-07 |  | Idrift | 2026-10-12
477 | 1867 | Grytneselva | Kraftverk | 5.9 | 2016-03-17 |  | Idrift | 2026-10-12
478 | 1248 | Gryto | Kraftverk | 3.5 | 2006-08-21 |  | Idrift | 2026-10-12
479 | 116 | Grytten | Kraftverk | 143.5 | 1975-03-13 |  | Idrift | 2026-10-12
480 | 907 | Grytten | Kraftverk | 0.07 | 2000-01-01 |  | Idrift | 2026-10-12
481 | 117 | Grytåga | Kraftverk | 60.2 | 2023-01-24 |  | Idrift | 2026-10-12
482 | 1458 | Grytåga Småkraftverk | Kraftverk | 1.3 | 2008-01-01 |  | Idrift | 2026-10-12
483 | 1704 | Grytåi | Kraftverk | 0.856 | 2012-06-25 |  | Idrift | 2026-10-12
484 | 1707 | Grytåne | Kraftverk | 0.012 | 2017-12-31 |  | Idrift | 2026-10-12
485 | 767 | Grøa | Kraftverk | 34.7 | 1999-11-24 |  | Idrift | 2026-10-12
486 | 1052 | Grødem | Kraftverk | 0.015 | 2001-01-01 |  | Idrift | 2026-10-12
487 | 118 | Grødemfoss | Kraftverk | 3.08 | 1939-10-03 |  | Idrift | 2026-10-12
488 | 1055 | Grøndal | Kraftverk | 0.022 | 1999-01-01 |  | Idrift | 2026-10-12
489 | 2044 | Grøndalselva | Kraftverk | 9.62 | 2022-10-04 |  | Idrift | 2026-10-12
490 | 2048 | Grøndalselva | Kraftverk | 3.3 | 2021-12-03 |  | Idrift | 2026-10-12
491 | 1482 | Grøndalsvatn | Pumpe | -1.36 | 1975-01-01 |  | Idrift | 2026-10-12
492 | 1215 | Grøneng | Kraftverk | 0.95 | 2006-01-23 |  | Idrift | 2026-10-12
493 | 1148 | Grønhaug | Kraftverk | 1 | 2000-01-01 |  | Idrift | 2026-10-12
494 | 900 | Grønhovdelva | Kraftverk | 0.065 | 2004-01-01 |  | Idrift | 2026-10-12
495 | 1825 | Grønlielva | Kraftverk | 2.4 | 2015-09-28 |  | Idrift | 2026-10-12
496 | 119 | Grønnedal | Kraftverk | 1.76 | 1947-01-01 |  | Idrift | 2026-10-12
497 | 1995 | Grønningselva | Kraftverk | 0.95 | 2019-12-19 |  | Idrift | 2026-10-12
498 | 120 | Grønsdal | Kraftverk | 36 | 1948-12-12 |  | Idrift | 2026-10-12
499 | 121 | Grønvollfoss | Kraftverk | 33 | 1933-01-01 |  | Idrift | 2026-10-12
500 | 1935 | Grøslandselva | Kraftverk | 5.02 | 2018-06-14 |  | Idrift | 2026-10-12
501 | 882 | Grøtte | Kraftverk | 0.038 | 2004-01-01 |  | Idrift | 2026-10-12
502 | 1651 | Grøvla | Kraftverk | 2.84 | 2011-11-23 |  | Idrift | 2026-10-12
503 | 1758 | Gråklubben | Kraftverk | 1.089 | 2014-03-01 |  | Idrift | 2026-10-12
504 | 122 | Gråsjø | Kraftverk | 15 | 1970-06-10 |  | Idrift | 2026-10-12
505 | 1972 | Gudåa | Kraftverk | 4.6 | 2020-06-04 |  | Idrift | 2026-10-12
506 | 2108 | Gullbergelva | Kraftverk | 2.86 | 2024-07-01 |  | Idrift | 2026-10-12
507 | 942 | Gunnar Jan Gjerland | Kraftverk | 0.182 | 1995-01-01 |  | Idrift | 2026-10-12
508 | 123 | Guolásjohka | Kraftverk | 80 | 1971-01-21 |  | Idrift | 2026-10-12
509 | 1137 | Gurebo | Kraftverk | 0.178 | 1998-01-01 |  | Idrift | 2026-10-12
510 | 1549 | Gursli | Kraftverk | 0.215 | 2009-07-20 |  | Idrift | 2026-10-12
511 | 1445 | Gyl | Kraftverk | 1.38 | 2007-08-04 |  | Idrift | 2026-10-12
512 | 1871 | Gåseflå | Kraftverk | 0.24 | 2016-06-14 |  | Idrift | 2026-10-12
513 | 1072 | Gåslonelva | Kraftverk | 0.56 | 2001-01-01 |  | Idrift | 2026-10-12
514 | 1270 | Gåsvasselva | Kraftverk | 0.9 | 2007-03-01 |  | Idrift | 2026-10-12
515 | 124 | Hafslund | Kraftverk | 34.31 | 1933-01-01 |  | Idrift | 2026-10-12
516 | 1077 | Hagaelva | Kraftverk | 0.84 | 2005-08-15 |  | Idrift | 2026-10-12
517 | 1132 | Hagestadbekken | Kraftverk | 0.015 | 2002-01-01 | 2016 | Ute av drift | 2026-10-12
518 | 125 | Hakavik | Kraftverk | 6.5 | 2019-11-20 |  | Idrift | 2026-10-12
519 | 1208 | Hakkstabben | Kraftverk | 0.8 | 1994-01-01 |  | Idrift | 2026-10-12
520 | 1701 | Halle | Kraftverk | 0.019 | 2006-01-01 |  | Idrift | 2026-10-12
521 | 1954 | Halne | Kraftverk | 0.01 | 2007-01-01 |  | Idrift | 2026-10-12
522 | 1803 | Halvdagsåa | Kraftverk | 0.591 | 2014-11-05 |  | Idrift | 2026-10-12
523 | 1311 | Hammerbekken | Kraftverk | 0.05 | 2005-01-01 |  | Idrift | 2026-10-12
524 | 126 | Hammeren | Kraftverk | 4.7 | 1901-12-21 |  | Idrift | 2026-10-12
525 | 1790 | Hammeren | Kraftverk | 0.132 | 2014-01-20 |  | Idrift | 2026-10-12
526 | 127 | Hammerfest | Kraftverk | 1.1 | 1947-01-01 |  | Idrift | 2026-10-12
527 | 1490 | Hammerstrand | Kraftverk | 0.72 | 1920-12-31 |  | Idrift | 2026-10-12
528 | 885 | Hamrabø | Kraftverk | 0.07 | 1997-01-01 |  | Idrift | 2026-10-12
529 | 128 | Hanefoss | Kraftverk | 22 | 1961-01-01 |  | Idrift | 2026-10-12
530 | 1716 | Hanestadnea | Kraftverk | 2.465 | 2012-11-01 |  | Idrift | 2026-10-12
531 | 617 | Hansfoss | Kraftverk | 1.2999 | 1988-07-22 |  | Idrift | 2026-10-12
532 | 873 | Harastølen I | Kraftverk | 0.099 | 2002-01-01 | 2022 | Ute av drift | 2026-10-12
533 | 874 | Harastølen II | Kraftverk | 0.099 | 2002-01-01 | 2022 | Ute av drift | 2026-10-12
534 | 129 | Hardeland H | Kraftverk | 24 | 1950-11-26 | 2024 | Ute av drift | 2026-10-12
535 | 131 | Harpefossen | Kraftverk | 108 | 1965-02-18 |  | Idrift | 2026-10-12
536 | 1585 | Harstveitbekken | Kraftverk | 1.8 | 2009-11-13 |  | Idrift | 2026-10-12
537 | 132 | Hasselelva | Kraftverk | 1.1 | 1980-01-01 |  | Idrift | 2026-10-12
538 | 1523 | Hatlemark | Kraftverk | 0.215 | 2009-10-20 |  | Idrift | 2026-10-12
539 | 1910 | Hatlestad | Kraftverk | 4.49 | 2018-04-26 |  | Idrift | 2026-10-12
540 | 280 | Hattebergsdalen | Kraftverk | 4.96 | 2011-05-26 |  | Idrift | 2026-10-12
541 | 863 | Hauan Kraftverk | Kraftverk | 0.0075 | 1999-01-01 | 2003 | Ute av drift | 2026-10-12
542 | 1588 | Haugaelva | Kraftverk | 2 | 2010-03-22 |  | Idrift | 2026-10-12
543 | 940 | Haugafossen | Kraftverk | 0.3 | 1915-01-01 | 2018 | Ute av drift | 2026-10-12
544 | 1944 | Haugafossen | Kraftverk | 5.43 | 2018-09-12 |  | Idrift | 2026-10-12
545 | 1562 | Hauge | Kraftverk | 0.48 | 2010-02-24 |  | Idrift | 2026-10-12
546 | 133 | Haugfoss | Kraftverk | 3.6 | 1938-06-06 |  | Idrift | 2026-10-12
547 | 1771 | Haugsland | Kraftverk | 0.022 | 2012-01-01 |  | Idrift | 2026-10-12
548 | 2150 | Haugsvær | Kraftverk | 1.71 | 2024-08-16 |  | Idrift | 2026-10-12
549 | 1094 | Haugaard | Kraftverk | 0.5 | 1985-01-01 |  | Idrift | 2026-10-12
550 | 1699 | Haukali | Kraftverk | 1.65 | 2001-01-01 |  | Idrift | 2026-10-12
551 | 134 | Haukeli | Kraftverk | 4.9 | 2013-01-01 |  | Idrift | 2026-10-12
552 | 135 | Haukland | Kraftverk | 4.9 | 1949-08-06 |  | Idrift | 2026-10-12
553 | 610 | Haukrei | Kraftverk | 16 | 1992-12-15 |  | Idrift | 2026-10-12
554 | 614 | Haukvik | Kraftverk | 2.6 | 1987-01-01 |  | Idrift | 2026-10-12
555 | 1923 | Hausken | Kraftverk | 0.008 | 2009-01-01 |  | Idrift | 2026-10-12
556 | 1066 | Hauskje | Kraftverk | 0.76 | 1990-04-02 |  | Idrift | 2026-10-12
557 | 1489 | Havdal | Kraftverk | 2.3 | 2009-11-24 |  | Idrift | 2026-10-12
558 | 1717 | Havrevoll | Kraftverk | 0.065 | 2010-04-01 |  | Idrift | 2026-10-12
559 | 1971 | Heggemselva | Kraftverk | 0.075 | 2019-04-18 |  | Idrift | 2026-10-12
560 | 136 | Heggmoen | Kraftverk | 10 | 1981-10-17 |  | Idrift | 2026-10-12
561 | 1796 | Heggtveit | Kraftverk | 1.66 | 2015-12-16 |  | Idrift | 2026-10-12
562 | 1837 | Hegsetdammen | Kraftverk | 0.28 | 2015-05-01 |  | Idrift | 2026-10-12
563 | 137 | Hegsetfoss | Kraftverk | 32 | 1962-01-01 |  | Idrift | 2026-10-12
564 | 931 | Heidelva | Kraftverk | 0.5 | 1998-09-15 |  | Idrift | 2026-10-12
565 | 1884 | Heieren | Kraftverk | 0.32 | 1981-06-30 |  | Idrift | 2026-10-12
566 | 138 | Heierenfossen | Kraftverk | 0.6 | 1981-01-01 |  | Idrift | 2026-10-12
567 | 1662 | Heimerdalen | Kraftverk | 0.25 | 2009-12-11 |  | Idrift | 2026-10-12
568 | 1405 | Heimseta | Kraftverk | 1 | 2008-05-19 |  | Idrift | 2026-10-12
569 | 1438 | Heina | Kraftverk | 2.8 | 2008-11-14 |  | Idrift | 2026-10-12
570 | 1614 | Heiåi | Kraftverk | 0.4 | 2008-09-03 |  | Idrift | 2026-10-12
571 | 1670 | Heiåi | Kraftverk | 2.4 | 2012-12-12 |  | Idrift | 2026-10-12
572 | 751 | Hekni | Kraftverk | 56 | 1995-11-01 |  | Idrift | 2026-10-12
573 | 1135 | Heldøla | Kraftverk | 0.31 | 2004-01-01 |  | Idrift | 2026-10-12
574 | 813 | Helganes | Kraftverk | 3.47 | 2003-01-01 |  | Idrift | 2026-10-12
575 | 1272 | Helgelandsåna | Kraftverk | 0.016 | 1996-01-01 | 2017 | Ute av drift | 2026-10-12
576 | 1921 | Helgheim | Kraftverk | 2.7 | 2018-05-07 |  | Idrift | 2026-10-12
577 | 927 | Helgøy | Kraftverk | 0.4 | 1997-01-15 |  | Idrift | 2026-10-12
578 | 1962 | Helgåa | Kraftverk | 2.08 | 2019-11-19 |  | Idrift | 2026-10-12
579 | 584 | Hellandsfoss | Kraftverk | 31.5 | 1992-06-01 |  | Idrift | 2026-10-12
580 | 770 | Hellandsfossen | Kraftverk | 2.5 | 1977-07-01 |  | Idrift | 2026-10-12
581 | 1369 | Helle | Kraftverk | 1.3 | 2007-01-01 |  | Idrift | 2026-10-12
582 | 877 | Helle Bruk | Kraftverk | 0.6 | 1945-01-01 |  | Idrift | 2026-10-12
583 | 159 | Hellefoss | Kraftverk | 11 | 1953-01-01 |  | Idrift | 2026-10-12
584 | 140 | Helleren | Kraftverk | 2.4 | 1958-11-03 |  | Idrift | 2026-10-12
585 | 949 | Hellevang | Kraftverk | 0.176 | 2003-01-01 |  | Idrift | 2026-10-12
586 | 1980 | Hellifossen | Kraftverk | 8.6 | 2021-03-17 |  | Idrift | 2026-10-12
587 | 2091 | Heltneelva | Kraftverk | 0.08 | 2021-09-20 |  | Idrift | 2026-10-12
588 | 1070 | Helveteskraft | Kraftverk | 0.03 | 2005-01-01 |  | Idrift | 2026-10-12
589 | 141 | Hemsil 1 | Kraftverk | 70 | 1960-01-01 |  | Idrift | 2026-10-12
590 | 142 | Hemsil 2 | Kraftverk | 98 | 1960-01-01 |  | Idrift | 2026-10-12
591 | 2010 | Hemså | Kraftverk | 1.7 | 2020-04-17 |  | Idrift | 2026-10-12
592 | 143 | Hensfoss | Kraftverk | 18.3 | 1946-01-01 |  | Idrift | 2026-10-12
593 | 1439 | Herad | Kraftverk | 0.085 | 2008-01-03 |  | Idrift | 2026-10-12
594 | 1956 | Herand | Kraftverk | 23.7 | 2021-04-21 |  | Idrift | 2026-10-12
595 | 923 | Herje | Kraftverk | 0.09 | 2001-01-01 | 2015 | Ute av drift | 2026-10-12
596 | 1826 | Herje | Kraftverk | 4.4 | 2015-05-28 |  | Idrift | 2026-10-12
597 | 1692 | Herjåa | Kraftverk | 0.328 | 2012-07-17 |  | Idrift | 2026-10-12
598 | 144 | Herlandsfoss | Kraftverk | 13.8 | 1995-10-14 |  | Idrift | 2026-10-12
599 | 145 | Herva | Pumpekraftverk | 33 | 1962-01-01 |  | Idrift | 2026-10-12
600 | 1807 | Hesjeberg | Kraftverk | 6.14 | 2016-04-15 |  | Idrift | 2026-10-12
601 | 841 | Hestdal | Kraftverk | 1.1 | 2005-01-01 |  | Idrift | 2026-10-12
602 | 1881 | Hestenes | Kraftverk | 1.88 | 2016-07-06 |  | Idrift | 2026-10-12
603 | 146 | Hetland | Kraftverk | 1.48 | 1983-01-03 |  | Idrift | 2026-10-12
604 | 1389 | Hetland | Kraftverk | 0.275 | 2008-09-24 |  | Idrift | 2026-10-12
605 | 1486 | Hindbergelva | Kraftverk | 0.48 | 2009-01-09 |  | Idrift | 2026-10-12
606 | 1702 | Hindrem | Kraftverk | 0.015 | 2008-01-01 | 2015 | Ute av drift | 2026-10-12
607 | 2033 | Hinøgla | Kraftverk | 3.2 | 2021-05-03 |  | Idrift | 2026-10-12
608 | 1343 | Hisvatn | Kraftverk | 3.6 | 2007-01-22 |  | Idrift | 2026-10-12
609 | 147 | Hjartdøla | Kraftverk | 120 | 1958-10-17 |  | Idrift | 2026-10-12
610 | 1357 | Hjelle | Kraftverk | 2.85 | 2008-05-15 |  | Idrift | 2026-10-12
611 | 1255 | Hjelledøla | Kraftverk | 1.1 | 2006-05-12 |  | Idrift | 2026-10-12
612 | 735 | Hjelmeland | Kraftverk | 6 | 1993-10-01 |  | Idrift | 2026-10-12
613 | 148 | Hjertvatn | Kraftverk | 5.2 | 2024-01-24 |  | Idrift | 2026-10-12
614 | 149 | Hjorteland | Pumpe | -6.6 | 1986-01-01 |  | Idrift | 2026-10-12
615 | 1537 | Hjorteland (Fjellbergsåno) | Kraftverk | 1.75 | 2009-12-10 |  | Idrift | 2026-10-12
616 | 1538 | Hjorteland (Hjortelandsåno) | Kraftverk | 0.48 | 2009-12-10 |  | Idrift | 2026-10-12
617 | 150 | Hodnaberg | Kraftverk | 30 | 1953-12-19 |  | Idrift | 2026-10-12
618 | 1302 | Hoelsfossen | Kraftverk | 0.4 | 2007-07-09 |  | Idrift | 2026-10-12
619 | 1163 | Hofkvern | Kraftverk | 0.06 | 2000-01-01 |  | Idrift | 2026-10-12
620 | 151 | Hofsfoss | Kraftverk | 27 | 1978-01-01 |  | Idrift | 2026-10-12
621 | 152 | Hogga | Kraftverk | 17 | 1987-04-01 |  | Idrift | 2026-10-12
622 | 153 | Hogstad | Kraftverk | 9.6 | 1913-08-01 |  | Idrift | 2026-10-12
623 | 1124 | Hogstad | Kraftverk | 0.59 | 2004-01-01 | 2009 | Ute av drift | 2026-10-12
624 | 154 | Hol 1 (Urunda) | Kraftverk | 106 | 1956-11-01 |  | Idrift | 2026-10-12
625 | 155 | Hol 1 (Votna) | Kraftverk | 114 | 1949-02-01 |  | Idrift | 2026-10-12
626 | 156 | Hol 2 | Kraftverk | 26 | 1957-01-01 |  | Idrift | 2026-10-12
627 | 157 | Hol 3 | Kraftverk | 60 | 1958-01-01 |  | Idrift | 2026-10-12
628 | 1673 | Holdal | Kraftverk | 1.24 | 2012-10-16 |  | Idrift | 2026-10-12
629 | 1740 | Hole | Kraftverk | 0.236 | 2013-04-24 |  | Idrift | 2026-10-12
630 | 1979 | Holen | Kraftverk | 8.2 | 2019-12-12 |  | Idrift | 2026-10-12
631 | 373 | Holen III | Kraftverk | 160 | 1987-01-27 |  | Idrift | 2026-10-12
632 | 158 | Holen I-II | Kraftverk | 230 | 1981-11-21 |  | Idrift | 2026-10-12
633 | 1266 | Holmane | Kraftverk | 0.08 | 2005-01-01 |  | Idrift | 2026-10-12
634 | 1114 | Holmbekken | Kraftverk | 0.0045 | 1997-01-01 |  | Idrift | 2026-10-12
635 | 1528 | Holmem | Kraftverk | 0.65 | 2009-02-21 |  | Idrift | 2026-10-12
636 | 1797 | Holmen | Kraftverk | 25 | 2016-05-21 |  | Idrift | 2026-10-12
637 | 1563 | Holsbru | Kraftverk | 48.9 | 2012-03-28 |  | Idrift | 2026-10-12
638 | 1893 | Holsen | Kraftverk | 8.6 | 2017-04-12 |  | Idrift | 2026-10-12
639 | 1168 | Holsfossen | Kraftverk | 2.2 | 2014-02-07 |  | Idrift | 2026-10-12
640 | 2122 | Holt | Kraftverk | 1.5 | 2023-06-25 |  | Idrift | 2026-10-12
641 | 1512 | Hommafossen | Kraftverk | 0.99 | 2009-11-26 |  | Idrift | 2026-10-12
642 | 160 | Hommelfoss | Kraftverk | 2.8 | 1986-02-26 |  | Idrift | 2026-10-12
643 | 1808 | Hommsåne | Kraftverk | 1.8 | 2016-05-10 |  | Idrift | 2026-10-12
644 | 1753 | Hongset Røye | Kraftverk | 0.025 | 2012-06-20 |  | Idrift | 2026-10-12
645 | 161 | Honnefoss | Kraftverk | 2.88 | 1956-02-07 |  | Idrift | 2026-10-12
646 | 1293 | Hopla | Kraftverk | 0.0095 | 2004-01-01 |  | Idrift | 2026-10-12
647 | 1886 | Hopland | Kraftverk | 5.89 | 2016-12-06 |  | Idrift | 2026-10-12
648 | 1543 | Hopselva | Kraftverk | 4.62 | 2010-05-30 |  | Idrift | 2026-10-12
649 | 981 | Hopsfossen | Kraftverk | 0.22 | 1939-01-01 |  | Idrift | 2026-10-12
650 | 545 | Horga | Kraftverk | 7.2 | 1990-11-01 |  | Idrift | 2026-10-12
651 | 973 | Horka | Kraftverk | 0.2 | 1998-01-01 |  | Idrift | 2026-10-12
652 | 947 | Horneelva | Kraftverk | 0.1092 | 1999-01-01 |  | Idrift | 2026-10-12
653 | 796 | Horpedal | Kraftverk | 2.5 | 2004-01-13 |  | Idrift | 2026-10-12
654 | 162 | Hovatn | Kraftverk | 45 | 1971-01-01 |  | Idrift | 2026-10-12
655 | 163 | Hove | Kraftverk | 60 | 1969-12-09 |  | Idrift | 2026-10-12
656 | 1666 | Hovland | Kraftverk | 2.995 | 2012-02-28 |  | Idrift | 2026-10-12
657 | 1038 | Hovuduk | Kraftverk | 0.45 | 2003-01-01 |  | Idrift | 2026-10-12
658 | 834 | Hugla | Kraftverk | 1.35 | 2004-11-29 |  | Idrift | 2026-10-12
659 | 1045 | Hulbak | Kraftverk | 0.048 | 2001-12-31 |  | Idrift | 2026-10-12
660 | 932 | Humberset | Kraftverk | 0.011 | 1998-01-01 |  | Idrift | 2026-10-12
661 | 164 | Hunderfossen | Kraftverk | 112 | 1963-11-29 |  | Idrift | 2026-10-12
662 | 1018 | Hundseid | Kraftverk | 0.08 | 2007-01-01 |  | Idrift | 2026-10-12
663 | 1287 | Hundtjønnsbekken | Kraftverk | 0.012 | 2000-01-01 |  | Idrift | 2026-10-12
664 | 165 | Hunnevatn | Pumpe | -2 | 1983-01-01 |  | Idrift | 2026-10-12
665 | 166 | Hunsfoss | Kraftverk | 25.1 | 1964-01-01 |  | Idrift | 2026-10-12
666 | 1390 | Hunsfoss Øst | Kraftverk | 15 | 2008-07-01 | 2014 | Ute av drift | 2026-10-12
667 | 1308 | Hurunda | Kraftverk | 0.25 | 2006-09-11 |  | Idrift | 2026-10-12
668 | 1301 | Husbyelva | Kraftverk | 0.04 | 2002-01-01 |  | Idrift | 2026-10-12
669 | 1845 | Husefest | Kraftverk | 0.06 | 2014-04-04 |  | Idrift | 2026-10-12
670 | 1744 | Husstøl | Kraftverk | 0.55 | 2013-09-01 |  | Idrift | 2026-10-12
671 | 1989 | Hustveit | Kraftverk | 0.037 | 2014-12-22 |  | Idrift | 2026-10-12
672 | 2080 | Husvollåe | Kraftverk | 5.96 | 2022-05-24 |  | Idrift | 2026-10-12
673 | 1319 | Hyelva | Kraftverk | 1.33 | 2003-01-01 |  | Idrift | 2026-10-12
674 | 167 | Hylen | Kraftverk | 160 | 1980-08-04 |  | Idrift | 2026-10-12
675 | 168 | Hylla | Kraftverk | 2.9 | 1986-11-01 |  | Idrift | 2026-10-12
676 | 1696 | Hynna | Kraftverk | 4.53 | 2013-05-07 |  | Idrift | 2026-10-12
677 | 169 | Høgefoss | Kraftverk | 26.5 | 1960-01-01 |  | Idrift | 2026-10-12
678 | 621 | Høgfallet | Kraftverk | 1.1 | 1989-01-01 |  | Idrift | 2026-10-12
679 | 2058 | Høgfoss | Kraftverk | 0.099 | 1916-09-09 |  | Idrift | 2026-10-12
680 | 1054 | Høghagebekken | Kraftverk | 0.045 | 1999-01-01 | 2017 | Ute av drift | 2026-10-12
681 | 1108 | Høglielva | Kraftverk | 0.018 | 2004-01-01 | 2024 | Ute av drift | 2026-10-12
682 | 1721 | Hølera | Kraftverk | 0.88 | 2013-08-26 |  | Idrift | 2026-10-12
683 | 170 | Hølseter | Kraftverk | 2 | 1980-03-01 |  | Idrift | 2026-10-12
684 | 171 | Hønefoss | Kraftverk | 29.4 | 1920-01-01 |  | Idrift | 2026-10-12
685 | 172 | Høyanger K2 | Kraftverk | 24.3 | 1938-01-01 | 2014 | Ute av drift | 2026-10-12
686 | 173 | Høyanger K3 | Kraftverk | 3.3 | 1956-01-01 | 2014 | Ute av drift | 2026-10-12
687 | 174 | Høyanger K4 | Kraftverk | 1.5 | 1958-01-01 | 2012 | Ute av drift | 2026-10-12
688 | 175 | Høyanger K5A | Kraftverk | 93 | 1965-06-30 |  | Idrift | 2026-10-12
689 | 176 | Høyanger K5B | Kraftverk | 16.4 | 1978-01-01 |  | Idrift | 2026-10-12
690 | 930 | Høydal | Kraftverk | 1.1 | 1998-01-01 |  | Idrift | 2026-10-12
691 | 177 | Høylandsfoss | Kraftverk | 6.6 | 1948-01-01 |  | Idrift | 2026-10-12
692 | 178 | Håen | Kraftverk | 30 | 1966-11-10 |  | Idrift | 2026-10-12
693 | 2060 | Håfoss | Kraftverk | 8.49 | 2022-01-18 |  | Idrift | 2026-10-12
694 | 1321 | Hågjøla | Kraftverk | 0.1 | 2007-05-28 |  | Idrift | 2026-10-12
695 | 179 | Håkvik | Kraftverk | 9.9 | 1954-08-31 |  | Idrift | 2026-10-12
696 | 180 | Hålandsfoss | Kraftverk | 4.85 | 1955-07-01 |  | Idrift | 2026-10-12
697 | 2106 | Hålandsvika | Kraftverk | 0.079 | 2023-01-25 |  | Idrift | 2026-10-12
698 | 1770 | Håra | Kraftverk | 4.9 | 2014-04-29 |  | Idrift | 2026-10-12
699 | 992 | Hårstadbekken | Kraftverk | 0.005 | 2001-01-01 |  | Idrift | 2026-10-12
700 | 1246 | Håvardsvatn | Kraftverk | 5 | 2006-09-13 |  | Idrift | 2026-10-12
701 | 181 | Håverstad | Kraftverk | 48 | 1957-01-01 |  | Idrift | 2026-10-12
702 | 1919 | Håvik | Kraftverk | 0.01 | 2007-01-01 |  | Idrift | 2026-10-12
703 | 1690 | Ilaget | Kraftverk | 1.7 | 2008-04-21 |  | Idrift | 2026-10-12
704 | 182 | Ildgrubfossen | Kraftverk | 6.5 | 1950-07-01 |  | Idrift | 2026-10-12
705 | 2209 | Illvatn | Pumpekraftverk | 49 |  |  | Under bygging | 2026-10-12
706 | 1488 | Imsland | Kraftverk | 5 | 2010-05-05 |  | Idrift | 2026-10-12
707 | 1129 | Indre Fossen | Kraftverk | 0.036 | 1999-01-01 |  | Idrift | 2026-10-12
708 | 1638 | Indre Norddal | Kraftverk | 0.089 | 2008-07-09 |  | Idrift | 2026-10-12
709 | 1556 | Indrebø | Kraftverk | 0.884 | 2010-04-15 |  | Idrift | 2026-10-12
710 | 1460 | Indreitselva | Kraftverk | 0.425 | 2008-04-25 |  | Idrift | 2026-10-12
711 | 1313 | Ingstad | Kraftverk | 0.132 | 2007-02-09 |  | Idrift | 2026-10-12
712 | 184 | Innset | Kraftverk | 90 | 1960-02-01 |  | Idrift | 2026-10-12
713 | 1335 | Innvik | Kraftverk | 15.5 | 2007-04-15 |  | Idrift | 2026-10-12
714 | 988 | Innvik Sellgren Industrier | Kraftverk | 0.4 | 1911-01-01 | 2012 | Ute av drift | 2026-10-12
715 | 185 | Istad | Kraftverk | 4.8 | 1919-01-01 |  | Idrift | 2026-10-12
716 | 1225 | Isvatn | Pumpe | -0.1 | 2004-01-01 |  | Idrift | 2026-10-12
717 | 1940 | Iungsdalshytta | Kraftverk | 0.06 | 2017-09-01 |  | Idrift | 2026-10-12
718 | 186 | Iveland | Kraftverk | 87 | 1949-01-01 |  | Idrift | 2026-10-12
719 | 1425 | Jardøla | Kraftverk | 5 | 2008-10-16 |  | Idrift | 2026-10-12
720 | 2071 | Jarlshaug | Kraftverk | 0.99 | 2021-12-03 |  | Idrift | 2026-10-12
721 | 835 | Joka | Kraftverk | 1.5 | 2005-05-23 |  | Idrift | 2026-10-12
722 | 1373 | Jora | Kraftverk | 1.349 | 2008-01-10 |  | Idrift | 2026-10-12
723 | 1703 | Jorda | Kraftverk | 2.55 | 2012-07-07 |  | Idrift | 2026-10-12
724 | 844 | Jordal | Kraftverk | 4.95 | 2006-04-01 |  | Idrift | 2026-10-12
725 | 879 | Jordal | Kraftverk | 0.99 | 2004-01-01 |  | Idrift | 2026-10-12
726 | 1913 | Jordal | Kraftverk | 6.06 | 2018-02-02 |  | Idrift | 2026-10-12
727 | 913 | Jordalen | Kraftverk | 0.45 | 2005-01-26 |  | Idrift | 2026-10-12
728 | 1865 | Jordalen 2 | Kraftverk | 7.5 | 2017-05-11 |  | Idrift | 2026-10-12
729 | 547 | Jostedal | Kraftverk | 288 | 1989-12-01 |  | Idrift | 2026-10-12
730 | 187 | Jukla | Pumpekraftverk | 35 | 1974-06-16 |  | Idrift | 2026-10-12
731 | 1480 | Julfoss | Kraftverk | 2.4 | 2009-11-28 |  | Idrift | 2026-10-12
732 | 188 | Julskaret | Kraftverk | 7 | 1968-08-31 |  | Idrift | 2026-10-12
733 | 1034 | Juvet | Kraftverk | 0.45 | 2002-05-24 |  | Idrift | 2026-10-12
734 | 782 | Juvfossen | Kraftverk | 7 | 2002-04-17 |  | Idrift | 2026-10-12
735 | 880 | Juvsbekken | Kraftverk | 0.01 | 1998-01-01 |  | Idrift | 2026-10-12
736 | 1948 | Jølstra | Kraftverk | 62 | 2021-12-03 |  | Idrift | 2026-10-12
737 | 951 | Jølstraholmen | Kraftverk | 0.144 | 2003-01-01 |  | Idrift | 2026-10-12
738 | 1653 | Jølåna | Kraftverk | 1.68 | 2011-11-10 |  | Idrift | 2026-10-12
739 | 2201 | Jønnhalt | Kraftverk | 0.099 | 2022-11-01 |  | Idrift | 2026-10-12
740 | 2157 | Jørnevikelva | Kraftverk | 1.83 | 2024-11-29 |  | Idrift | 2026-10-12
741 | 189 | Jørpeland I | Kraftverk | 1.1 | 1912-01-01 | 1988 | Ute av drift | 2026-10-12
742 | 191 | Jørundland | Kraftverk | 55.2 | 1970-10-02 |  | Idrift | 2026-10-12
743 | 1501 | Jøssang | Kraftverk | 34 | 2010-12-09 |  | Idrift | 2026-10-12
744 | 1539 | Jøssingfjord | Kraftverk | 4.5 | 2009-01-01 |  | Idrift | 2026-10-12
745 | 1541 | Jåstad | Kraftverk | 0.99 | 2010-06-23 |  | Idrift | 2026-10-12
746 | 192 | Kaggefoss | Kraftverk | 85.5 | 1951-01-01 |  | Idrift | 2026-10-12
747 | 193 | Kaldestad | Kraftverk | 6.3 | 1936-01-01 |  | Idrift | 2026-10-12
748 | 194 | Kaldestad | Kraftverk | 24 | 1964-11-05 |  | Idrift | 2026-10-12
749 | 990 | Kaldheim Bruk | Kraftverk | 0.015 | 1995-01-01 |  | Idrift | 2026-10-12
750 | 1765 | Kaldsåni | Kraftverk | 2.8 | 2015-05-28 |  | Idrift | 2026-10-12
751 | 195 | Kaldåga | Kraftverk | 15 | 1958-11-12 |  | Idrift | 2026-10-12
752 | 1996 | Kaldåga | Kraftverk | 2.1 | 2019-12-04 |  | Idrift | 2026-10-12
753 | 2162 | Kaldåga | Kraftverk | 0.99 |  |  | Under bygging | 2026-10-12
754 | 1813 | Kaldåna | Kraftverk | 2.99 | 2014-12-17 |  | Idrift | 2026-10-12
755 | 1085 | Kaldåni | Kraftverk | 0.054 | 2003-01-01 |  | Idrift | 2026-10-12
756 | 2103 | Kalklav | Kraftverk | 5.35 |  |  | Under bygging | 2026-10-12
757 | 886 | Kalsabø | Kraftverk | 0.09 | 2000-01-01 |  | Idrift | 2026-10-12
758 | 196 | Kalvedalen | Kraftverk | 19 | 1967-12-17 |  | Idrift | 2026-10-12
759 | 1155 | Kalvåa | Kraftverk | 0.28 | 2000-01-01 |  | Idrift | 2026-10-12
760 | 989 | Kambe Kraft | Kraftverk | 0.05 | 2002-01-01 |  | Idrift | 2026-10-12
761 | 197 | Kammerfoss | Kraftverk | 1.9 | 1958-01-01 |  | Idrift | 2026-10-12
762 | 1264 | Kanalen | Kraftverk | 0.01 | 2005-01-01 |  | Idrift | 2026-10-12
763 | 1521 | Kandal | Kraftverk | 4.8 | 2009-10-15 |  | Idrift | 2026-10-12
764 | 1519 | Kangsliåga | Kraftverk | 3.097 | 2010-06-01 |  | Idrift | 2026-10-12
765 | 1583 | Kanndalen | Kraftverk | 5.49 | 2012-01-18 |  | Idrift | 2026-10-12
766 | 1532 | Karstad | Kraftverk | 0.39 | 2009-04-01 |  | Idrift | 2026-10-12
767 | 200 | Kastdalen | Pumpe | -1.6 | 1969-01-01 |  | Idrift | 2026-10-12
768 | 1187 | Kaupanger | Kraftverk | 0.055 | 1996-01-01 |  | Idrift | 2026-10-12
769 | 1493 | Kaupanger 3 | Kraftverk | 5.1 | 2010-04-12 |  | Idrift | 2026-10-12
770 | 2192 | Kilandsfoss | Kraftverk | 7.1 | 2026-07-04 |  | Idrift | 2026-10-12
771 | 2066 | Kildal | Kraftverk | 0.3 | 2021-10-22 |  | Idrift | 2026-10-12
772 | 198 | Kildalen | Kraftverk | 8.2 | 1960-09-18 |  | Idrift | 2026-10-12
773 | 1126 | Kilsti | Kraftverk | 0.015 | 2004-01-01 |  | Idrift | 2026-10-12
774 | 1082 | Kinnali | Kraftverk | 0.07 | 1995-01-01 |  | Idrift | 2026-10-12
775 | 1188 | Kinnali II | Kraftverk | 0.099 | 1996-01-01 |  | Idrift | 2026-10-12
776 | 1723 | Kinnforsen | Kraftverk | 2.95 | 2014-08-15 |  | Idrift | 2026-10-12
777 | 752 | Kinso | Kraftverk | 4.1 | 2016-03-31 |  | Idrift | 2026-10-12
778 | 1409 | Kistafossen | Kraftverk | 1.6 | 2008-03-06 |  | Idrift | 2026-10-12
779 | 199 | Kiste | Kraftverk | 5.87 | 1917-02-25 |  | Idrift | 2026-10-12
780 | 201 | Kistefoss I | Kraftverk | 1.4 | 1942-01-01 |  | Idrift | 2026-10-12
781 | 202 | Kistefoss II | Kraftverk | 4.2 | 2007-07-01 |  | Idrift | 2026-10-12
782 | 1374 | Kittilsviken | Kraftverk | 1.9 | 2007-05-02 |  | Idrift | 2026-10-12
783 | 203 | Kjela | Kraftverk | 62 | 1979-06-30 |  | Idrift | 2026-10-12
784 | 1965 | Kjeldalselva | Kraftverk | 5 | 2020-06-05 |  | Idrift | 2026-10-12
785 | 980 | Kjeldebekken | Kraftverk | 0.285 | 1998-01-01 |  | Idrift | 2026-10-12
786 | 1161 | Kjeldåga | Kraftverk | 0.47 | 2004-01-26 |  | Idrift | 2026-10-12
787 | 969 | Kjennsmo Gård | Kraftverk | 0.056 | 1981-01-01 | 2017 | Ute av drift | 2026-10-12
788 | 1742 | Kjensvatn | Kraftverk | 14 | 2014-07-24 |  | Idrift | 2026-10-12
789 | 1951 | Kjerringnes | Kraftverk | 8.999 | 2021-10-01 |  | Idrift | 2026-10-12
790 | 2172 | Kjerringåga | Kraftverk | 4.7 |  |  | Under bygging | 2026-10-12
791 | 2109 | Kjeråa | Kraftverk | 3.3 | 2023-12-11 |  | Idrift | 2026-10-12
792 | 816 | Kjetland | Kraftverk | 1.48 | 2004-09-01 |  | Idrift | 2026-10-12
793 | 204 | Kjosfoss | Kraftverk | 3.6 | 1944-01-01 |  | Idrift | 2026-10-12
794 | 1484 | Kjærnes | Kraftverk | 0.99 | 2009-12-07 |  | Idrift | 2026-10-12
795 | 1337 | Kjøljua | Kraftverk | 0.8 | 1990-02-15 |  | Idrift | 2026-10-12
796 | 1639 | Kjølvik | Kraftverk | 0.34 | 2010-10-18 |  | Idrift | 2026-10-12
797 | 1873 | Kjørstad | Kraftverk | 2.5 | 2016-06-21 |  | Idrift | 2026-10-12
798 | 1485 | Kjøsnesfjorden | Kraftverk | 84 | 2010-04-17 |  | Idrift | 2026-10-12
799 | 1061 | Kjøsstånå | Kraftverk | 0.088 | 1997-01-01 |  | Idrift | 2026-10-12
800 | 2127 | Klauva | Kraftverk | 3.07 | 2025-04-07 |  | Idrift | 2026-10-12
801 | 1514 | Kleiva | Kraftverk | 3.9 | 2009-12-22 |  | Idrift | 2026-10-12
802 | 2062 | Kleivan | Kraftverk | 1.81 | 2021-12-28 |  | Idrift | 2026-10-12
803 | 889 | Kleivane | Kraftverk | 0.986 | 2004-02-02 |  | Idrift | 2026-10-12
804 | 1535 | Kleivane | Kraftverk | 0.099 | 2008-04-17 |  | Idrift | 2026-10-12
805 | 917 | Kleivelvi | Kraftverk | 0.92 | 2024-04-09 |  | Idrift | 2026-10-12
806 | 205 | Klosterfoss | Kraftverk | 12.9 | 1969-12-27 |  | Idrift | 2026-10-12
807 | 826 | Klubbatjern | Pumpe | -0.2 | 1999-01-01 |  | Idrift | 2026-10-12
808 | 1733 | Kløvkraft | Kraftverk | 1.389 | 2013-06-17 |  | Idrift | 2026-10-12
809 | 846 | Kløvtveit | Kraftverk | 8.9 | 2006-03-22 |  | Idrift | 2026-10-12
810 | 1596 | Knutfoss | Kraftverk | 4.85 | 2010-04-26 |  | Idrift | 2026-10-12
811 | 1111 | Koabekken | Kraftverk | 0.016 | 1999-01-01 |  | Idrift | 2026-10-12
812 | 206 | Kobbelv | Kraftverk | 300 | 1987-03-05 |  | Idrift | 2026-10-12
813 | 207 | Kobbholm | Kraftverk | 3.2 | 2010-12-10 |  | Idrift | 2026-10-12
814 | 208 | Kolfossen | Kraftverk | 2.7 | 1955-01-01 |  | Idrift | 2026-10-12
815 | 209 | Kolsvik | Kraftverk | 128 | 1979-09-25 |  | Idrift | 2026-10-12
816 | 210 | Kongsfjord | Kraftverk | 4.4 | 2007-01-01 |  | Idrift | 2026-10-12
817 | 812 | Kongsfoss | Kraftverk | 2.9 | 2004-05-01 |  | Idrift | 2026-10-12
818 | 1090 | Kongsfossen | Kraftverk | 0.6 | 1948-01-01 | 2001 | Ute av drift | 2026-10-12
819 | 211 | Kongsmarka | Kraftverk | 2.5 | 1920-01-01 |  | Idrift | 2026-10-12
820 | 212 | Kongsvinger | Kraftverk | 42.7 | 1975-07-01 |  | Idrift | 2026-10-12
821 | 1317 | Konstadbekken | Kraftverk | 0.023 | 2007-01-01 | 2015 | Ute av drift | 2026-10-12
822 | 213 | Kopa | Kraftverk | 2.6 | 1937-01-01 |  | Idrift | 2026-10-12
823 | 1144 | Koparvike | Kraftverk | 0.5 | 2003-09-09 |  | Idrift | 2026-10-12
824 | 214 | Kopperå I | Kraftverk | 8.5 | 1915-01-01 | 1995 | Ute av drift | 2026-10-12
825 | 215 | Kopperå II | Kraftverk | 5.9 | 1899-12-31 | 1995 | Ute av drift | 2026-10-12
826 | 924 | Krogseth | Kraftverk | 0.015 | 1997-01-01 |  | Idrift | 2026-10-12
827 | 1580 | Krogstadelva | Kraftverk | 4.7 | 2012-10-15 |  | Idrift | 2026-10-12
828 | 1416 | Kroka | Kraftverk | 0.47 | 2008-09-30 |  | Idrift | 2026-10-12
829 | 2100 | Kroka 2 | Kraftverk | 2.7 |  |  | Under bygging | 2026-10-12
830 | 1474 | Krokevatn | Kraftverk | 3.3 | 2009-10-15 |  | Idrift | 2026-10-12
831 | 216 | Krokvatn | Kraftverk | 2 | 1951-01-01 |  | Idrift | 2026-10-12
832 | 2046 | Krossdalselvi | Kraftverk | 5.8 | 2023-05-30 |  | Idrift | 2026-10-12
833 | 1183 | Krutlet | Kraftverk | 0.045 | 1999-01-01 |  | Idrift | 2026-10-12
834 | 1269 | Krutvatnet | Kraftverk | 0.01 | 2002-01-01 |  | Idrift | 2026-10-12
835 | 1361 | Kråkenes | Kraftverk | 2.16 | 2007-08-28 |  | Idrift | 2026-10-12
836 | 217 | Kuli | Kraftverk | 6 | 1966-01-01 |  | Idrift | 2026-10-12
837 | 1772 | Kulu | Kraftverk | 2.88 | 2014-06-16 |  | Idrift | 2026-10-12
838 | 1902 | Kupe | Kraftverk | 3.2 | 2017-05-24 |  | Idrift | 2026-10-12
839 | 2041 | Kupekraft | Kraftverk | 7.6 | 2022-08-08 |  | Idrift | 2026-10-12
840 | 218 | Kuråsfoss | Kraftverk | 10.6 | 1952-04-06 |  | Idrift | 2026-10-12
841 | 1392 | Kuråsfoss I | Kraftverk | 0.5 | -1459 | 1965 | Ute av drift | 2026-10-12
842 | 1510 | Kvalvaag | Kraftverk | 0.5 | 2010-04-22 |  | Idrift | 2026-10-12
843 | 1877 | Kvamselva | Kraftverk | 2.67 | 2016-06-09 |  | Idrift | 2026-10-12
844 | 1589 | Kvangreelva | Kraftverk | 0.48 | 2012-03-29 |  | Idrift | 2026-10-12
845 | 219 | Kvanndal | Kraftverk | 40 | 1967-01-01 |  | Idrift | 2026-10-12
846 | 1492 | Kvannvatn | Kraftverk | 5.1 | 2008-06-23 |  | Idrift | 2026-10-12
847 | 220 | Kvarv | Kraftverk | 2.2 | 1987-01-01 |  | Idrift | 2026-10-12
848 | 1507 | Kvassteinåga | Kraftverk | 4.33 | 2011-08-25 |  | Idrift | 2026-10-12
849 | 1581 | Kveaså | Kraftverk | 5.4 | 2011-11-01 |  | Idrift | 2026-10-12
850 | 1326 | Kvednaelva | Kraftverk | 0.098 | 2007-01-01 | 2007 | Ute av drift | 2026-10-12
851 | 1776 | Kvemma | Kraftverk | 5 | 2015-06-30 |  | Idrift | 2026-10-12
852 | 1071 | Kvemma minikraftverk | Kraftverk | 0.232 | 2004-01-01 |  | Idrift | 2026-10-12
853 | 1314 | Kvennhusbekken | Kraftverk | 0.004 | 2004-01-01 |  | Idrift | 2026-10-12
854 | 1031 | Kvennhusåi | Kraftverk | 0.995 | 1999-03-20 |  | Idrift | 2026-10-12
855 | 1042 | Kvennhølet | Kraftverk | 0.014 | 2003-01-01 |  | Idrift | 2026-10-12
856 | 2151 | Kvennåi | Kraftverk | 1.73 | 2025-06-06 |  | Idrift | 2026-10-12
857 | 1069 | Kvernerud | Kraftverk | 0.53 | 2008-06-01 |  | Idrift | 2026-10-12
858 | 221 | Kvernfallet | Kraftverk | 1.1 | 1936-11-15 |  | Idrift | 2026-10-12
859 | 1975 | Kvernfossen | Kraftverk | 1.9 | 2021-06-02 |  | Idrift | 2026-10-12
860 | 1297 | Kvernhusbekken | Kraftverk | 0.07 | 2007-04-18 |  | Idrift | 2026-10-12
861 | 1903 | Kvernhusdalsbekken | Kraftverk | 0.099 | 2005-01-01 |  | Idrift | 2026-10-12
862 | 909 | Kvernhuselva | Kraftverk | 0.32 | 2000-01-01 |  | Idrift | 2026-10-12
863 | 2038 | Kvernhuselva | Kraftverk | 3.83 | 2021-12-28 |  | Idrift | 2026-10-12
864 | 2143 | Kvernhuselva | Kraftverk | 3.2 |  |  | Under bygging | 2026-10-12
865 | 875 | Kvernhusfossen | Kraftverk | 0.011 | 1993-01-01 |  | Idrift | 2026-10-12
866 | 943 | Kvernhusfossen | Kraftverk | 0.1424 | 1997-01-01 |  | Idrift | 2026-10-12
867 | 1745 | Kverninga | Kraftverk | 2.832 | 2013-09-26 |  | Idrift | 2026-10-12
868 | 1435 | Kvernstad | Kraftverk | 2.75 | 2008-11-03 |  | Idrift | 2026-10-12
869 | 974 | Kvernstufossen | Kraftverk | 0.5 | 1997-01-01 |  | Idrift | 2026-10-12
870 | 1890 | Kvernåi | Kraftverk | 2.83 | 2017-05-04 |  | Idrift | 2026-10-12
871 | 222 | Kvilldal | Kraftverk | 1240 | 1981-12-11 |  | Idrift | 2026-10-12
872 | 1654 | Kvina | Kraftverk | 0.32 | 2006-10-16 |  | Idrift | 2026-10-12
873 | 223 | Kvinen | Kraftverk | 80 | 1981-11-01 |  | Idrift | 2026-10-12
874 | 1182 | Kvinesdal | Kraftverk | 1.3 | 2006-11-07 |  | Idrift | 2026-10-12
875 | 1228 | Kvitefella | Kraftverk | 1.3 | 2005-02-09 |  | Idrift | 2026-10-12
876 | 1591 | Kvitelva | Kraftverk | 0.45 | 2011-05-26 |  | Idrift | 2026-10-12
877 | 224 | Kvitfossen | Kraftverk | 1.8 | 1956-01-01 |  | Idrift | 2026-10-12
878 | 860 | Kvitingen | Kraftverk | 0.3 | 1926-01-01 |  | Idrift | 2026-10-12
879 | 1786 | Kvitno | Kraftverk | 9 | 2015-06-23 |  | Idrift | 2026-10-12
880 | 225 | Kvittingen | Kraftverk | 48 | 1984-11-01 |  | Idrift | 2026-10-12
881 | 1782 | Kvitvella | Kraftverk | 1.55 | 2014-04-29 |  | Idrift | 2026-10-12
882 | 1960 | Kvitåi | Kraftverk | 2.58 | 2019-04-10 |  | Idrift | 2026-10-12
883 | 1239 | Kviven | Kraftverk | 1.55 | 2006-02-01 |  | Idrift | 2026-10-12
884 | 226 | Kvænangsbotn | Kraftverk | 55 | 1965-10-28 |  | Idrift | 2026-10-12
885 | 2090 | Kvævebekken | Kraftverk | 1.8 | 2022-12-21 |  | Idrift | 2026-10-12
886 | 1465 | Kvåle | Kraftverk | 4.6 | 2009-05-06 |  | Idrift | 2026-10-12
887 | 862 | Kvåmm | Kraftverk | 0.017 | 2003-01-01 |  | Idrift | 2026-10-12
888 | 227 | Kykkelsrud | Kraftverk | 22.5 | 1903-01-01 | 2008 | Ute av drift | 2026-10-12
889 | 1550 | Kylland | Kraftverk | 1.3 | 2010-08-24 |  | Idrift | 2026-10-12
890 | 1631 | Kyrkjevollgrova | Kraftverk | 0.3 | 2010-02-15 |  | Idrift | 2026-10-12
891 | 1495 | Kysinga | Kraftverk | 1.25 | 2010-04-30 |  | Idrift | 2026-10-12
892 | 229 | Kåven | Kraftverk | 4.5 | 1952-01-01 |  | Idrift | 2026-10-12
893 | 230 | Labro | Kraftverk | 24.8 | 1910-01-01 | 1993 | Ute av drift | 2026-10-12
894 | 1608 | Laksen | Kraftverk | 4.949 | 2012-01-09 |  | Idrift | 2026-10-12
895 | 768 | Lakshola | Kraftverk | 30 | 1999-12-01 |  | Idrift | 2026-10-12
896 | 1442 | Landakraft | Kraftverk | 2 | 2010-06-09 |  | Idrift | 2026-10-12
897 | 1685 | Langdalselva | Kraftverk | 4.3 | 2013-06-12 |  | Idrift | 2026-10-12
898 | 1931 | Langedal | Kraftverk | 3 | 2018-08-22 |  | Idrift | 2026-10-12
899 | 1516 | Langedalen | Kraftverk | 5 | 2011-05-03 |  | Idrift | 2026-10-12
900 | 1939 | Langedalselva | Kraftverk | 0.99 | 2018-11-21 |  | Idrift | 2026-10-12
901 | 939 | Langevåg | Kraftverk | 0.125 | 1939-01-01 |  | Idrift | 2026-10-12
902 | 233 | Langfjord | Kraftverk | 9 | 2005-12-22 |  | Idrift | 2026-10-12
903 | 234 | Langfoss | Kraftverk | 2.4 | 1955-12-01 |  | Idrift | 2026-10-12
904 | 897 | Langli | Kraftverk | 1.2 | 2014-12-17 |  | Idrift | 2026-10-12
905 | 231 | Lang-Sima | Kraftverk | 500 | 1980-05-20 |  | Idrift | 2026-10-12
906 | 1113 | Langsteinelva | Kraftverk | 0.09 | 1997-01-01 |  | Idrift | 2026-10-12
907 | 235 | Langvatn | Kraftverk | 5.4 | 1978-01-01 |  | Idrift | 2026-10-12
908 | 236 | Langvatn | Kraftverk | 90 | 1964-08-19 |  | Idrift | 2026-10-12
909 | 237 | Langåsfoss | Kraftverk | 1.13 | 1987-11-16 |  | Idrift | 2026-10-12
910 | 1461 | Lappvikelva | Kraftverk | 2.7 | 2010-09-02 |  | Idrift | 2026-10-12
911 | 1943 | Laskbekken | Kraftverk | 0.99 | 2018-06-25 |  | Idrift | 2026-10-12
912 | 238 | Lassajavrri | Kraftverk | 7.2 | 1977-10-01 |  | Idrift | 2026-10-12
913 | 239 | Laudal | Kraftverk | 26 | 1981-01-01 |  | Idrift | 2026-10-12
914 | 1252 | Laugaland | Kraftverk | 0.075 | 2006-11-20 |  | Idrift | 2026-10-12
915 | 955 | Lauki og Melei | Kraftverk | 0.1 | 2003-01-01 |  | Idrift | 2026-10-12
916 | 1730 | Lauvlielva | Kraftverk | 1.25 | 2012-03-27 |  | Idrift | 2026-10-12
917 | 1427 | Lauvsnes | Kraftverk | 1.4 | 2008-05-01 |  | Idrift | 2026-10-12
918 | 2063 | Lauvstad | Kraftverk | 1.89 | 2022-11-02 |  | Idrift | 2026-10-12
919 | 240 | Lavkajohka | Kraftverk | 8.7 | 1982-01-28 |  | Idrift | 2026-10-12
920 | 1277 | Leidesfossen | Kraftverk | 0.3 | 2000-01-01 |  | Idrift | 2026-10-12
921 | 1926 | Leikanger | Kraftverk | 77 | 2020-04-29 |  | Idrift | 2026-10-12
922 | 241 | Leinafoss | Kraftverk | 4.8 | 1994-05-09 |  | Idrift | 2026-10-12
923 | 1027 | Leirbekken | Kraftverk | 0.945 | 1915-01-23 |  | Idrift | 2026-10-12
924 | 242 | Leirdøla | Kraftverk | 125 | 1978-10-23 |  | Idrift | 2026-10-12
925 | 1724 | Leirelva | Kraftverk | 4.59 | 2013-12-18 |  | Idrift | 2026-10-12
926 | 1408 | Leirfossene | Kraftverk | 45 | 2008-12-01 |  | Idrift | 2026-10-12
927 | 1647 | Leiro | Kraftverk | 5 | 2011-06-24 |  | Idrift | 2026-10-12
928 | 1092 | Leirosen | Kraftverk | 0.45 | 1975-01-01 |  | Idrift | 2026-10-12
929 | 1853 | Leiråa | Kraftverk | 5.5 | 2017-03-01 |  | Idrift | 2026-10-12
930 | 1834 | Leknesvatn | Kraftverk | 3.8 | 2016-10-21 |  | Idrift | 2026-10-12
931 | 630 | Lekum | Kraftverk | 1.5 | 1992-01-01 |  | Idrift | 2026-10-12
932 | 1007 | Lesjaverk | Kraftverk | 0.0085 | 1942-12-23 |  | Idrift | 2026-10-12
933 | 1844 | Liaelva | Kraftverk | 1.5 | 2016-12-05 |  | Idrift | 2026-10-12
934 | 243 | Liafoss | Kraftverk | 2.9 | 1949-01-01 |  | Idrift | 2026-10-12
935 | 1749 | Liarelva | Kraftverk | 1.9 | 2013-07-12 |  | Idrift | 2026-10-12
936 | 244 | Liavatn | Kraftverk | 1.8 | 1962-01-01 |  | Idrift | 2026-10-12
937 | 2156 | Liavatn | Kraftverk | 0.5 | 2024-09-23 |  | Idrift | 2026-10-12
938 | 1912 | Lidal | Kraftverk | 7.82 | 2017-10-09 |  | Idrift | 2026-10-12
939 | 1709 | Lielva | Kraftverk | 1.15 | 2012-09-25 |  | Idrift | 2026-10-12
940 | 2008 | Liemyr | Kraftverk | 1.42 | 2020-03-10 |  | Idrift | 2026-10-12
941 | 1214 | Lien | Kraftverk | 0.0025 | 2004-01-01 | 2022 | Ute av drift | 2026-10-12
942 | 1146 | Lien (Askøy) | Kraftverk | 0.06 | 1899-12-31 | 1995 | Ute av drift | 2026-10-12
943 | 1887 | Lille Måsevatn | Pumpe | -0.68 | 2016-11-24 |  | Idrift | 2026-10-12
944 | 790 | Lindland | Kraftverk | 8.1 | 2002-10-11 |  | Idrift | 2026-10-12
945 | 1615 | Lindåna | Kraftverk | 1.45 | 2011-03-09 |  | Idrift | 2026-10-12
946 | 245 | Linvasselv | Kraftverk | 25 | 1962-12-02 |  | Idrift | 2026-10-12
947 | 246 | Lio | Kraftverk | 43 | 1969-02-13 |  | Idrift | 2026-10-12
948 | 2138 | Lisjvasselva | Kraftverk | 2.9 | 2025-11-27 |  | Idrift | 2026-10-12
949 | 1754 | Lislevatn | Kraftverk | 4.2 | 2015-03-03 |  | Idrift | 2026-10-12
950 | 247 | Litjfossen | Kraftverk | 75 | 1982-10-01 |  | Idrift | 2026-10-12
951 | 1748 | Litj-Hena | Kraftverk | 4.858 | 2014-07-12 |  | Idrift | 2026-10-12
952 | 1475 | Litlelva | Kraftverk | 1.36 | 2009-05-12 |  | Idrift | 2026-10-12
953 | 1729 | Litleåna | Kraftverk | 3 | 2013-01-02 |  | Idrift | 2026-10-12
954 | 1970 | Ljotå | Kraftverk | 1.65 | 2019-12-23 |  | Idrift | 2026-10-12
955 | 1437 | Ljøsåa | Kraftverk | 2.6 | 2008-08-26 |  | Idrift | 2026-10-12
956 | 249 | Lofossen | Kraftverk | 0.6 | 1914-01-01 | 2011 | Ute av drift | 2026-10-12
957 | 1180 | Loga | Kraftverk | 0.184 | 1935-01-01 | 2006 | Ute av drift | 2026-10-12
958 | 250 | Logna | Kraftverk | 20.2 | 1961-12-04 |  | Idrift | 2026-10-12
959 | 1181 | Lognavann | Kraftverk | 0.055 | 1998-01-01 | 2024 | Ute av drift | 2026-10-12
960 | 251 | Lomen | Kraftverk | 54.5 | 1983-11-17 |  | Idrift | 2026-10-12
961 | 252 | Lomi | Kraftverk | 118 | 1979-01-01 |  | Idrift | 2026-10-12
962 | 1177 | Lomsdalselva | Kraftverk | 0.025 | 1998-01-01 |  | Idrift | 2026-10-12
963 | 2148 | Lona | Kraftverk | 0.55 | 2024-08-29 |  | Idrift | 2026-10-12
964 | 232 | Longerak | Kraftverk | 1.2999 | 1915-01-01 |  | Idrift | 2026-10-12
965 | 1688 | Lothe | Kraftverk | 0.09 | 2007-03-15 |  | Idrift | 2026-10-12
966 | 1595 | Lotsberg | Kraftverk | 1.45 | 2010-10-26 |  | Idrift | 2026-10-12
967 | 253 | Lovik | Kraftverk | 1.2 | 1952-01-01 |  | Idrift | 2026-10-12
968 | 953 | Lundsfoss | Kraftverk | 0.7 | 1915-01-01 |  | Idrift | 2026-10-12
969 | 1338 | Lundsæter | Kraftverk | 0.75 | 1934-01-01 |  | Idrift | 2026-10-12
970 | 254 | Luostejok | Kraftverk | 2.58 | 2020-02-04 |  | Idrift | 2026-10-12
971 | 1184 | Luren | Kraftverk | 0.0026 | 1998-01-01 |  | Idrift | 2026-10-12
972 | 255 | Lutufallet | Kraftverk | 14.1 | 1964-12-15 |  | Idrift | 2026-10-12
973 | 1387 | Lya | Kraftverk | 5.49 | 2008-04-15 |  | Idrift | 2026-10-12
974 | 1969 | Lygre | Kraftverk | 0.73 |  |  | Under bygging | 2026-10-12
975 | 256 | Lysbotn | Kraftverk | 5.35 | 1941-01-01 |  | Idrift | 2026-10-12
976 | 257 | Lysebotn I | Kraftverk | 120 | 1953-01-08 |  | Idrift | 2026-10-12
977 | 1899 | Lysebotn II | Kraftverk | 370 | 2018-04-18 |  | Idrift | 2026-10-12
978 | 258 | Lysvatn | Kraftverk | 4.1 | 1963-03-17 |  | Idrift | 2026-10-12
979 | 2164 | Lysåelva | Kraftverk | 2.63 | 2024-12-10 |  | Idrift | 2026-10-12
980 | 1164 | Løa | Kraftverk | 0.35 | 1999-01-01 |  | Idrift | 2026-10-12
981 | 1365 | Løgjen | Kraftverk | 0.57 | 2007-09-05 |  | Idrift | 2026-10-12
982 | 259 | Løkaunet | Kraftverk | 9.3 | 2021-09-01 |  | Idrift | 2026-10-12
983 | 2011 | Løkjelsvatn | Kraftverk | 60 | 2024-06-20 |  | Idrift | 2026-10-12
984 | 2006 | Løkkebø | Kraftverk | 2.16 | 2020-04-03 |  | Idrift | 2026-10-12
985 | 260 | Løpet | Kraftverk | 29 | 1971-07-01 |  | Idrift | 2026-10-12
986 | 1000 | Madalen | Kraftverk | 0.12 | 2003-01-01 |  | Idrift | 2026-10-12
987 | 1487 | Madland | Kraftverk | 1.875 | 2010-02-19 |  | Idrift | 2026-10-12
988 | 962 | Mago A | Kraftverk | 0.77 | 1984-01-01 |  | Idrift | 2026-10-12
989 | 963 | Mago B | Kraftverk | 0.86 | 1960-01-01 |  | Idrift | 2026-10-12
990 | 964 | Mago C | Kraftverk | 0.78 | 1978-01-01 |  | Idrift | 2026-10-12
991 | 261 | Mago D | Kraftverk | 1.6 | 1980-01-01 |  | Idrift | 2026-10-12
992 | 1714 | Makkoren | Kraftverk | 4 | 2012-11-23 |  | Idrift | 2026-10-12
993 | 2012 | Malmelva | Kraftverk | 2.1 | 2020-04-29 |  | Idrift | 2026-10-12
994 | 1112 | Malmo | Kraftverk | 0.7 | 1997-01-01 |  | Idrift | 2026-10-12
995 | 905 | Mandelid | Kraftverk | 0.125 | 2000-01-01 |  | Idrift | 2026-10-12
996 | 1851 | Mannsberg | Kraftverk | 3.52 | 2016-11-11 |  | Idrift | 2026-10-12
997 | 262 | Mardal | Pumpe | -6 | 1975-01-01 |  | Idrift | 2026-10-12
998 | 1414 | Maribu | Kraftverk | 0.09 | 2008-06-16 |  | Idrift | 2026-10-12
999 | 870 | Marifjøra | Kraftverk | 0.09 | 2001-01-01 |  | Idrift | 2026-10-12
1000 | 1348 | Markjelkevatn | Pumpe | -1.2 | 2007-01-01 |  | Idrift | 2026-10-12
1001 | 2034 | Markåni | Kraftverk | 3.73 | 2021-06-14 |  | Idrift | 2026-10-12
1002 | 1555 | Marvik | Kraftverk | 0.786 | 2008-10-14 |  | Idrift | 2026-10-12
1003 | 263 | Matre H | Kraftverk | 180 | 2016-04-13 |  | Idrift | 2026-10-12
1004 | 264 | Matre M | Kraftverk | 150 | 1962-01-01 |  | Idrift | 2026-10-12
1005 | 737 | Mattisfoss | Kraftverk | 2.3 | 1993-01-01 |  | Idrift | 2026-10-12
1006 | 265 | Maudal Nedre | Kraftverk | 9.2 | 2025-07-07 |  | Idrift | 2026-10-12
1007 | 2159 | Maudal Nedre | Kraftverk | 9.2 | 2025-07-07 | 2025 | Ute av drift | 2026-10-12
1008 | 2121 | Maudal Øvre | Kraftverk | 9.2 | 2023-10-16 |  | Idrift | 2026-10-12
1009 | 266 | Mauranger | Kraftverk | 250 | 1974-03-20 |  | Idrift | 2026-10-12
1010 | 1320 | Medåe | Kraftverk | 0.784 | 2007-04-09 |  | Idrift | 2026-10-12
1011 | 1086 | Medås | Kraftverk | 0.02 | 2000-01-01 |  | Idrift | 2026-10-12
1012 | 894 | Mehammer I | Kraftverk | 0.012 | 2000-01-01 |  | Idrift | 2026-10-12
1013 | 895 | Mehammer II | Kraftverk | 0.018 | 2005-01-01 |  | Idrift | 2026-10-12
1014 | 1426 | Meierifossen | Kraftverk | 1.36 | 2008-08-27 |  | Idrift | 2026-10-12
1015 | 1368 | Meisal I | Kraftverk | 0.9 | 1936-01-01 | 2020 | Ute av drift | 2026-10-12
1016 | 766 | Meisal II | Kraftverk | 4.1 | 1999-01-01 |  | Idrift | 2026-10-12
1017 | 549 | Mel | Kraftverk | 52 | 1989-02-24 |  | Idrift | 2026-10-12
1018 | 1811 | Mela | Kraftverk | 3.74 | 2017-06-22 |  | Idrift | 2026-10-12
1019 | 1918 | Melheim | Kraftverk | 0.05 | 2013-01-01 |  | Idrift | 2026-10-12
1020 | 267 | Melkefoss | Kraftverk | 22 | 1978-09-01 |  | Idrift | 2026-10-12
1021 | 1672 | Mellomjord 2 | Kraftverk | 0.018 | 2008-01-01 |  | Idrift | 2026-10-12
1022 | 1009 | Memurubu | Kraftverk | 0.06 | 1972-01-01 |  | Idrift | 2026-10-12
1023 | 619 | Meråker | Kraftverk | 86.8 | 1994-04-18 |  | Idrift | 2026-10-12
1024 | 268 | Mesna | Kraftverk | 37.5 | 1985-04-10 |  | Idrift | 2026-10-12
1025 | 1209 | Mesætre | Kraftverk | 0.008 | 1999-01-01 | 2006 | Ute av drift | 2026-10-12
1026 | 1279 | Middagsbukt | Kraftverk | 0.006 | 2007-01-01 |  | Idrift | 2026-10-12
1027 | 269 | Middyr | Kraftverk | 1.2999 | 1981-01-01 |  | Idrift | 2026-10-12
1028 | 1794 | Middøla | Kraftverk | 4.36 | 2015-01-05 |  | Idrift | 2026-10-12
1029 | 1850 | Midtlæger | Kraftverk | 3.47 | 2016-09-01 |  | Idrift | 2026-10-12
1030 | 270 | Midtre Tessa | Kraftverk | 7 | 2018-06-27 |  | Idrift | 2026-10-12
1031 | 1755 | Midtun | Kraftverk | 0.65 | 2014-01-07 |  | Idrift | 2026-10-12
1032 | 1992 | Milja | Kraftverk | 0.12 | 2019-08-14 |  | Idrift | 2026-10-12
1033 | 1715 | Misfjord | Kraftverk | 1.4 | 2012-11-21 |  | Idrift | 2026-10-12
1034 | 1809 | Mjeldeelva | Kraftverk | 1.64 | 2016-06-02 |  | Idrift | 2026-10-12
1035 | 1304 | Mjella | Kraftverk | 0.2 | 2007-11-15 |  | Idrift | 2026-10-12
1036 | 1997 | Mjølsvik | Kraftverk | 5.6 | 2023-01-26 |  | Idrift | 2026-10-12
1037 | 1059 | Mjåland | Kraftverk | 0.075 | 1991-01-01 | 2005 | Ute av drift | 2026-10-12
1038 | 271 | Mo | Kraftverk | 3.15 | 2017-12-21 |  | Idrift | 2026-10-12
1039 | 778 | Mo | Kraftverk | 10 | 2000-08-01 |  | Idrift | 2026-10-12
1040 | 970 | Mobæk Mølle | Kraftverk | 0.025 | 1942-01-01 |  | Idrift | 2026-10-12
1041 | 1125 | Moe | Kraftverk | 0.005 | 1995-01-01 |  | Idrift | 2026-10-12
1042 | 786 | Moelv | Kraftverk | 1.2 | 2001-01-01 |  | Idrift | 2026-10-12
1043 | 1611 | Mofjellet | Kraftverk | 0.597 | 2011-08-29 |  | Idrift | 2026-10-12
1044 | 273 | Moflåt | Kraftverk | 30 | 1954-01-01 |  | Idrift | 2026-10-12
1045 | 997 | Moi | Kraftverk | 0.5 | 1997-01-01 |  | Idrift | 2026-10-12
1046 | 274 | Moksa | Kraftverk | 15 | 1990-03-09 |  | Idrift | 2026-10-12
1047 | 275 | Moldalien | Kraftverk | 3.2 | -2189 | 1995 | Ute av drift | 2026-10-12
1048 | 1012 | Molla | Kraftverk | 0.44 | 2003-01-01 |  | Idrift | 2026-10-12
1049 | 1607 | Momrak | Kraftverk | 1 | 2011-06-30 |  | Idrift | 2026-10-12
1050 | 1057 | Monabekken | Kraftverk | 0.048 | 1987-01-01 | 2024 | Ute av drift | 2026-10-12
1051 | 1131 | Mone | Kraftverk | 0.05 | 2006-01-01 |  | Idrift | 2026-10-12
1052 | 276 | Monge | Pumpe | -0.8 | 1975-01-01 |  | Idrift | 2026-10-12
1053 | 2094 | Mordøla | Kraftverk | 5.2 | 2023-07-06 |  | Idrift | 2026-10-12
1054 | 1985 | Mork | Kraftverk | 9.9 | 2022-06-23 |  | Idrift | 2026-10-12
1055 | 277 | Morkenfoss | Kraftverk | 2.1 | 1986-10-01 |  | Idrift | 2026-10-12
1056 | 1621 | Mortensdalelva | Kraftverk | 2.1 | 2012-06-15 |  | Idrift | 2026-10-12
1057 | 1598 | Mosbakka | Kraftverk | 5.457 | 2024-10-13 |  | Idrift | 2026-10-12
1058 | 1315 | Mosbekken | Kraftverk | 0.006 | 2005-01-01 |  | Idrift | 2026-10-12
1059 | 1088 | Moskenes Fiskeindustri | Kraftverk | 0.075 | 1995-01-01 |  | Idrift | 2026-10-12
1060 | 278 | Mossefossen | Kraftverk | 3.1 | 1986-01-01 |  | Idrift | 2026-10-12
1061 | 279 | Mosvik | Kraftverk | 37 | 1984-02-23 |  | Idrift | 2026-10-12
1062 | 1577 | Mulvik | Kraftverk | 0.365 | 2010-05-11 |  | Idrift | 2026-10-12
1063 | 2102 | Mundalselvi | Kraftverk | 4.3 | 2022-11-25 |  | Idrift | 2026-10-12
1064 | 1686 | Muoidejohka | Kraftverk | 5.49 | 2014-06-18 |  | Idrift | 2026-10-12
1065 | 281 | Mydalen | Kraftverk | 7 | 1959-11-12 |  | Idrift | 2026-10-12
1066 | 1138 | Mydland | Kraftverk | 0.3 | 1998-01-01 |  | Idrift | 2026-10-12
1067 | 1888 | Myklebost | Kraftverk | 5.32 | 2018-04-28 |  | Idrift | 2026-10-12
1068 | 1383 | Myklebust | Kraftverk | 2 | 2009-05-19 |  | Idrift | 2026-10-12
1069 | 1896 | Myklebust | Kraftverk | 2.5 | 2017-05-24 |  | Idrift | 2026-10-12
1070 | 1641 | Myklebustdalen | Kraftverk | 0.225 | 2007-01-08 |  | Idrift | 2026-10-12
1071 | 282 | Mykstufoss | Kraftverk | 48 | 1964-01-01 |  | Idrift | 2026-10-12
1072 | 603 | Myra | Kraftverk | 3.7 | 1988-05-02 |  | Idrift | 2026-10-12
1073 | 1305 | Myraelva | Kraftverk | 0.075 | 2007-01-01 |  | Idrift | 2026-10-12
1074 | 893 | Myrbekk | Kraftverk | 0.2 | 2005-08-01 |  | Idrift | 2026-10-12
1075 | 1984 | Myrholten | Kraftverk | 1.93 | 2021-11-26 |  | Idrift | 2026-10-12
1076 | 283 | Myster | Kraftverk | 107 | 1987-04-06 |  | Idrift | 2026-10-12
1077 | 284 | Mæl | Kraftverk | 37.5 | 1957-01-01 |  | Idrift | 2026-10-12
1078 | 1395 | Mælafoss | Kraftverk | 0.94 | 1918-09-01 |  | Idrift | 2026-10-12
1079 | 1657 | Mærdalsåi | Kraftverk | 0.4 | 2008-01-21 |  | Idrift | 2026-10-12
1080 | 1928 | Mølleelva | Kraftverk | 4.5 | 2018-04-19 |  | Idrift | 2026-10-12
1081 | 599 | Møllefossen | Kraftverk | 0.95 | 1991-06-01 |  | Idrift | 2026-10-12
1082 | 485 | Møllen | Kraftverk | 2 | 1977-01-01 |  | Idrift | 2026-10-12
1083 | 1830 | Mølnbekken | Kraftverk | 1.55 | 2015-12-10 |  | Idrift | 2026-10-12
1084 | 1403 | Mølnelva | Kraftverk | 1.2 | 2008-11-24 |  | Idrift | 2026-10-12
1085 | 2145 | Mølnhusbekken | Kraftverk | 7 | 2025-07-09 |  | Idrift | 2026-10-12
1086 | 2005 | Mølnåa | Kraftverk | 1.5 | 2020-03-03 |  | Idrift | 2026-10-12
1087 | 2123 | Mørkedøla | Pumpe | -7 | 2023-07-03 |  | Idrift | 2026-10-12
1088 | 1107 | Mørnbekken | Kraftverk | 0.036 | 1998-01-01 |  | Idrift | 2026-10-12
1089 | 285 | Mørre | Kraftverk | 13.6 | 1977-03-07 |  | Idrift | 2026-10-12
1090 | 1062 | Møyskrev | Kraftverk | 0.17 | 1998-01-01 | 2013 | Ute av drift | 2026-10-12
1091 | 1531 | Måge | Kraftverk | 0.55 | 2009-06-15 |  | Idrift | 2026-10-12
1092 | 286 | Mågeli | Kraftverk | 29 | 1956-01-01 |  | Idrift | 2026-10-12
1093 | 287 | Målset | Kraftverk | 20 | 1967-04-01 |  | Idrift | 2026-10-12
1094 | 288 | Mår | Kraftverk | 180 | 1948-11-26 |  | Idrift | 2026-10-12
1095 | 1545 | Måren | Kraftverk | 5 | 2010-10-06 |  | Idrift | 2026-10-12
1096 | 289 | Mårøyfjord | Kraftverk | 4.4 | 1956-02-09 |  | Idrift | 2026-10-12
1097 | 2111 | Måråe | Kraftverk | 0.5 | 2024-06-01 |  | Idrift | 2026-10-12
1098 | 290 | Naddvik | Kraftverk | 112 | 1987-02-25 |  | Idrift | 2026-10-12
1099 | 1741 | Nape | Kraftverk | 1.925 | 2013-08-21 |  | Idrift | 2026-10-12
1100 | 1432 | Nasvatn | Kraftverk | 0.99 | 2008-07-01 |  | Idrift | 2026-10-12
1101 | 1033 | Naurak | Kraftverk | 0.445 | 2000-11-01 | 2025 | Ute av drift | 2026-10-12
1102 | 291 | Nea | Kraftverk | 175 | 1960-04-01 |  | Idrift | 2026-10-12
1103 | 292 | Nedalsfoss | Kraftverk | 25 | 1974-01-01 |  | Idrift | 2026-10-12
1104 | 810 | Nedre Bersåvatn | Kraftverk | 4.1 | 2004-11-09 |  | Idrift | 2026-10-12
1105 | 1128 | Nedre Eiane | Kraftverk | 0.04 | 2002-01-01 |  | Idrift | 2026-10-12
1106 | 2140 | Nedre Foldvik | Kraftverk | 4.913 | 2026-06-25 |  | Idrift | 2026-10-12
1107 | 294 | Nedre Helleren | Kraftverk | 1.8 | 1935-01-01 | 2009 | Ute av drift | 2026-10-12
1108 | 1171 | Nedre Kivfallet | Kraftverk | 0.93 | 2003-11-05 |  | Idrift | 2026-10-12
1109 | 295 | Nedre Leirfoss | Kraftverk | 2.4 | 2014-01-01 |  | Idrift | 2026-10-12
1110 | 1983 | Nedre Leiråga | Kraftverk | 3.15 | 2020-08-03 |  | Idrift | 2026-10-12
1111 | 296 | Nedre Markevatn | Kraftverk | 2.8 | 1954-01-01 |  | Idrift | 2026-10-12
1112 | 1158 | Nedre Mollisjok | Kraftverk | 0.02 | 1988-01-01 |  | Idrift | 2026-10-12
1113 | 551 | Nedre Nea | Kraftverk | 66.7 | 1989-01-01 |  | Idrift | 2026-10-12
1114 | 1660 | Nedre Neset | Kraftverk | 2.56 | 2012-05-08 |  | Idrift | 2026-10-12
1115 | 2206 | Nedre Offerdal | Kraftverk | 37 |  |  | Under bygging | 2026-10-12
1116 | 1889 | Nedre Otta | Kraftverk | 78 | 2020-05-06 |  | Idrift | 2026-10-12
1117 | 297 | Nedre Porsa | Kraftverk | 12.8 | 1959-01-01 |  | Idrift | 2026-10-12
1118 | 2049 | Nedre Russvik | Kraftverk | 2.8 | 2021-05-24 |  | Idrift | 2026-10-12
1119 | 298 | Nedre Røssåga | Kraftverk | 350 | 1955-03-24 |  | Idrift | 2026-10-12
1120 | 2135 | Nedre Skorilla | Kraftverk | 2.1 | 2024-04-26 |  | Idrift | 2026-10-12
1121 | 299 | Nedre Svultingen | Kraftverk | 8.8 | 1965-07-01 |  | Idrift | 2026-10-12
1122 | 300 | Nedre Tessa 1 | Kraftverk | 9.4 | 2021-04-20 |  | Idrift | 2026-10-12
1123 | 301 | Nedre Tessa 2 | Kraftverk | 16 | 1963-10-17 |  | Idrift | 2026-10-12
1124 | 1897 | Nedre Urdalen | Kraftverk | 0.74 | 2017-05-18 |  | Idrift | 2026-10-12
1125 | 302 | Nedre Vinstra | Kraftverk | 308 | 1953-11-05 |  | Idrift | 2026-10-12
1126 | 2069 | Nedre Åssiden | Kraftverk | 0.17 | 2021-11-23 |  | Idrift | 2026-10-12
1127 | 999 | Nedrebø | Kraftverk | 0.1 | 2000-01-01 |  | Idrift | 2026-10-12
1128 | 1661 | Nedrebø | Kraftverk | 1.42 | 2012-01-24 |  | Idrift | 2026-10-12
1129 | 106 | Nedrefoss | Kraftverk | 3.54 | 2004-09-15 |  | Idrift | 2026-10-12
1130 | 303 | Nes | Kraftverk | 250 | 1967-07-30 |  | Idrift | 2026-10-12
1131 | 803 | Neselva | Kraftverk | 4.9 | 2004-05-27 |  | Idrift | 2026-10-12
1132 | 952 | Neselva | Kraftverk | 0.27 | 2004-01-01 |  | Idrift | 2026-10-12
1133 | 1525 | Nessa | Kraftverk | 0.06 | 2008-01-01 |  | Idrift | 2026-10-12
1134 | 2003 | Nessane | Kraftverk | 8.6 | 2020-12-03 |  | Idrift | 2026-10-12
1135 | 929 | Nesset | Kraftverk | 0.92 | 2026-02-13 |  | Idrift | 2026-10-12
1136 | 304 | Neverdalsåga | Kraftverk | 2.1 | 1955-01-01 |  | Idrift | 2026-10-12
1137 | 1517 | Nibbedalen | Kraftverk | 1.7 | 2011-04-04 |  | Idrift | 2026-10-12
1138 | 305 | Niingen | Kraftverk | 17 | 1954-08-05 |  | Idrift | 2026-10-12
1139 | 1216 | Nipo | Kraftverk | 0.95 | 2000-01-01 |  | Idrift | 2026-10-12
1140 | 306 | Nisserdam | Kraftverk | 1.8 | 1985-01-01 |  | Idrift | 2026-10-12
1141 | 1798 | Nivla | Kraftverk | 4.72 | 2016-06-03 |  | Idrift | 2026-10-12
1142 | 307 | Nomeland | Kraftverk | 28.7 | 1920-01-01 |  | Idrift | 2026-10-12
1143 | 857 | Noraker | Kraftverk | 0.04 | 1916-01-01 | 2016 | Ute av drift | 2026-10-12
1144 | 1017 | Nordbekken | Kraftverk | 0.025 | 2000-01-01 |  | Idrift | 2026-10-12
1145 | 1679 | Nordbøåna | Kraftverk | 1.6 | 2012-05-20 |  | Idrift | 2026-10-12
1146 | 309 | Norddalen | Kraftverk | 7.5 | 1983-01-01 |  | Idrift | 2026-10-12
1147 | 1780 | Nordelva | Kraftverk | 0.11 | 2008-01-01 |  | Idrift | 2026-10-12
1148 | 1656 | Nordfjordbekkan | Kraftverk | 0.21 | 2007-12-10 |  | Idrift | 2026-10-12
1149 | 308 | Nord-Forså | Kraftverk | 1.1 | 1957-11-03 |  | Idrift | 2026-10-12
1150 | 1245 | Nordlandselva | Kraftverk | 2 | 2006-03-21 |  | Idrift | 2026-10-12
1151 | 1617 | Nordre Mangen | Kraftverk | 0.144 | 2008-04-08 |  | Idrift | 2026-10-12
1152 | 1347 | Nordsvorka | Kraftverk | 2.34 | 2007-05-01 |  | Idrift | 2026-10-12
1153 | 1236 | Nordvik | Kraftverk | 4.63 | 2006-05-07 |  | Idrift | 2026-10-12
1154 | 1251 | Nordåna | Kraftverk | 1.2 | 2006-06-01 |  | Idrift | 2026-10-12
1155 | 2113 | Nordåna | Kraftverk | 1.609 | 2026-06-12 |  | Idrift | 2026-10-12
1156 | 310 | Nore I | Kraftverk | 206 | 1928-07-01 |  | Idrift | 2026-10-12
1157 | 311 | Nore II | Kraftverk | 52 | 1946-11-12 |  | Idrift | 2026-10-12
1158 | 944 | Norvald Hestad | Kraftverk | 0.024 | 1997-01-01 |  | Idrift | 2026-10-12
1159 | 1905 | Nottveit | Kraftverk | 5.5 | 2021-12-09 |  | Idrift | 2026-10-12
1160 | 1898 | Nottveit Pico | Kraftverk | 0.01 | 2017-06-20 |  | Idrift | 2026-10-12
1161 | 312 | Novle | Kraftverk | 40 | 1967-01-01 |  | Idrift | 2026-10-12
1162 | 1192 | Nunelva | Kraftverk | 0.315 | 1992-05-14 |  | Idrift | 2026-10-12
1163 | 313 | Nustadfoss | Kraftverk | 2.8 | 1936-01-01 | 1995 | Ute av drift | 2026-10-12
1164 | 314 | Nybrufoss | Kraftverk | 3 | 2013-02-13 |  | Idrift | 2026-10-12
1165 | 1842 | Nybuelvi | Kraftverk | 3.6 | 2016-04-07 |  | Idrift | 2026-10-12
1166 | 839 | Nydal | Kraftverk | 1.44 | 2005-02-07 |  | Idrift | 2026-10-12
1167 | 1642 | Nydalselva | Kraftverk | 6.65 | 2011-10-26 |  | Idrift | 2026-10-12
1168 | 2118 | Nye Gjøv | Kraftverk | 0.99 | 2023-12-06 |  | Idrift | 2026-10-12
1169 | 130 | Nye Hardeland | Kraftverk | 9.4 | 2025-11-27 |  | Idrift | 2026-10-12
1170 | 248 | Nye Litledalen | Kraftverk | 8.615 | 2025-12-19 |  | Idrift | 2026-10-12
1171 | 293 | Nye Nedre Fiskumfoss | Kraftverk | 93.76 | 2023-09-20 |  | Idrift | 2026-10-12
1172 | 1978 | Nye Suvdøla | Kraftverk | 9 | 2019-06-13 |  | Idrift | 2026-10-12
1173 | 495 | Nye Verma | Kraftverk | 22.5 | 2019-05-16 |  | Idrift | 2026-10-12
1174 | 827 | Nygard | Pumpekraftverk | 56 | 2005-01-30 |  | Idrift | 2026-10-12
1175 | 315 | Nygård | Kraftverk | 25 | 1932-06-28 |  | Idrift | 2026-10-12
1176 | 2178 | Nylandselva | Kraftverk | 2.26 |  |  | Under bygging | 2026-10-12
1177 | 316 | Nyset | Kraftverk | 5 | 1988-01-01 |  | Idrift | 2026-10-12
1178 | 1110 | Nystavnbekken | Kraftverk | 0.022 | 1999-01-01 |  | Idrift | 2026-10-12
1179 | 1800 | Nyvikelva | Kraftverk | 2.1 | 2015-05-01 |  | Idrift | 2026-10-12
1180 | 937 | Nøringset | Kraftverk | 0.2 | 2004-01-01 |  | Idrift | 2026-10-12
1181 | 1963 | Nørlandselva | Kraftverk | 4.9 | 2020-09-11 |  | Idrift | 2026-10-12
1182 | 1040 | Nørsteteig | Kraftverk | 0.075 | 2006-02-19 |  | Idrift | 2026-10-12
1183 | 1244 | Nørståe | Kraftverk | 1.5 | 2006-08-21 |  | Idrift | 2026-10-12
1184 | 1051 | Nåden | Kraftverk | 0.018 | 1999-01-01 |  | Idrift | 2026-10-12
1185 | 1133 | Nånes & Mele | Kraftverk | 0.355 | 2002-01-01 |  | Idrift | 2026-10-12
1186 | 1711 | Odberg | Kraftverk | 0.075 | 2012-12-14 |  | Idrift | 2026-10-12
1187 | 1805 | Offervann | Kraftverk | 2.2 | 2015-04-23 |  | Idrift | 2026-10-12
1188 | 1235 | Oftedal I | Kraftverk | 3 | 2006-01-01 |  | Idrift | 2026-10-12
1189 | 1346 | Oftedal II | Kraftverk | 5 | 2007-07-14 |  | Idrift | 2026-10-12
1190 | 1529 | Oksarelva | Kraftverk | 1.2 | 2011-05-19 |  | Idrift | 2026-10-12
1191 | 554 | Oksebotn | Kraftverk | 11 | 1988-12-01 |  | Idrift | 2026-10-12
1192 | 1276 | Oksefjell | Kraftverk | 0.3 | 2006-03-28 |  | Idrift | 2026-10-12
1193 | 317 | Oksla | Kraftverk | 206 | 1980-04-11 |  | Idrift | 2026-10-12
1194 | 1195 | Ola Rise | Kraftverk | 0.02 | 1981-01-01 |  | Idrift | 2026-10-12
1195 | 318 | Oldereid | Kraftverk | 15 | 1953-11-01 |  | Idrift | 2026-10-12
1196 | 883 | Ole Kristian Sylling | Kraftverk | 0.015 | 2004-01-01 |  | Idrift | 2026-10-12
1197 | 319 | Oltedal | Kraftverk | 9.3 | 1995-01-15 |  | Idrift | 2026-10-12
1198 | 320 | Oltesvik | Kraftverk | 5 | 1995-11-09 |  | Idrift | 2026-10-12
1199 | 1634 | Oma | Kraftverk | 1.4 | 2011-11-04 |  | Idrift | 2026-10-12
1200 | 2174 | Onarheim | Kraftverk | 8.9 |  |  | Under bygging | 2026-10-12
1201 | 1134 | Onstad Mikrokraftverk | Kraftverk | 0.015 | 1998-01-01 | 2006 | Ute av drift | 2026-10-12
1202 | 1407 | Ormhaugfossen | Kraftverk | 1.2 | 2008-10-01 |  | Idrift | 2026-10-12
1203 | 555 | Ormsetfoss | Kraftverk | 40 | 1988-06-20 |  | Idrift | 2026-10-12
1204 | 1618 | Ortnevik | Kraftverk | 1.2 | 2004-06-01 |  | Idrift | 2026-10-12
1205 | 985 | Ortnevik Mikrokraftverk | Kraftverk | 0.037 | 1999-01-01 |  | Idrift | 2026-10-12
1206 | 321 | Osa | Kraftverk | 90 | 1981-07-29 |  | Idrift | 2026-10-12
1207 | 2128 | Osaelva | Kraftverk | 4.2 |  |  | Under bygging | 2026-10-12
1208 | 1694 | Osavatnet | Kraftverk | 0.6 | 2012-05-08 |  | Idrift | 2026-10-12
1209 | 322 | Osbu | Kraftverk | 20 | 1958-12-15 |  | Idrift | 2026-10-12
1210 | 1990 | Osdalen | Kraftverk | 4.3 | 2020-12-02 |  | Idrift | 2026-10-12
1211 | 323 | Osen | Kraftverk | 4 | 1964-01-01 |  | Idrift | 2026-10-12
1212 | 371 | Osen | Kraftverk | 16.5 | 1954-11-07 |  | Idrift | 2026-10-12
1213 | 324 | Osfallet | Kraftverk | 5.6 | 1956-10-15 |  | Idrift | 2026-10-12
1214 | 1509 | Osland | Kraftverk | 0.75 | 2008-07-18 |  | Idrift | 2026-10-12
1215 | 325 | Oslandsbotn | Kraftverk | 2.9 | 1984-01-01 |  | Idrift | 2026-10-12
1216 | 326 | Osteren | Kraftverk | 2.5 | 1936-01-01 |  | Idrift | 2026-10-12
1217 | 327 | Osvatn | Kraftverk | 2.3 | 1951-01-01 |  | Idrift | 2026-10-12
1218 | 1100 | Oterbekken | Kraftverk | 0.3 | 2005-06-03 |  | Idrift | 2026-10-12
1219 | 859 | Oterholtfoss | Kraftverk | 0.85 | 1932-01-01 |  | Idrift | 2026-10-12
1220 | 1299 | Otertjønnbekken | Kraftverk | 0.035 | 2008-01-01 |  | Idrift | 2026-10-12
1221 | 1001 | Otro | Kraftverk | 0.018 | 1998-01-01 |  | Idrift | 2026-10-12
1222 | 1064 | Ottar Holta | Kraftverk | 0.015 | 1997-01-01 |  | Idrift | 2026-10-12
1223 | 916 | Palmafossen | Kraftverk | 3.6 | 2021-09-01 |  | Idrift | 2026-10-12
1224 | 328 | Pikerfoss | Kraftverk | 15.8 | 1982-01-01 |  | Idrift | 2026-10-12
1225 | 1506 | Porkegjel | Kraftverk | 0.7 | 2008-09-01 |  | Idrift | 2026-10-12
1226 | 1336 | Pålsbu | Kraftverk | 6.2 | 2007-06-26 |  | Idrift | 2026-10-12
1227 | 1870 | Rabb-bekken | Kraftverk | 0.225 | 2016-06-22 |  | Idrift | 2026-10-12
1228 | 1384 | Rafdal (Heimeelva) | Kraftverk | 2 | 2008-06-02 |  | Idrift | 2026-10-12
1229 | 1385 | Rafdal (Ø-Rafdal) | Kraftverk | 0.7 | 2008-06-02 |  | Idrift | 2026-10-12
1230 | 1994 | Rafoss | Kraftverk | 9.9 | 2021-12-28 |  | Idrift | 2026-10-12
1231 | 1659 | Ramberg | Kraftverk | 0.0815 | 2010-01-01 |  | Idrift | 2026-10-12
1232 | 329 | Ramfoss | Kraftverk | 30 | 1961-09-01 |  | Idrift | 2026-10-12
1233 | 2043 | Ramsliåna | Kraftverk | 1.6 | 2021-12-29 |  | Idrift | 2026-10-12
1234 | 773 | Ramstaddal | Kraftverk | 1.2 | 1983-12-08 |  | Idrift | 2026-10-12
1235 | 330 | Rana | Kraftverk | 500 | 1968-01-18 |  | Idrift | 2026-10-12
1236 | 1450 | Rasdalen | Kraftverk | 5.2 | 2009-12-03 |  | Idrift | 2026-10-12
1237 | 331 | Raua | Kraftverk | 1.1 | 1941-07-01 |  | Idrift | 2026-10-12
1238 | 728 | Raubergfossen | Kraftverk | 2.7 | 1996-01-01 |  | Idrift | 2026-10-12
1239 | 1375 | Raudberget | Pumpe | -3.8 | 2007-01-01 |  | Idrift | 2026-10-12
1240 | 2031 | Raukforsen | Kraftverk | 5.6 | 2021-02-01 |  | Idrift | 2026-10-12
1241 | 1159 | Ravnastua | Kraftverk | 0.005 | 1990-01-01 |  | Idrift | 2026-10-12
1242 | 1652 | Ravnåga | Kraftverk | 1.25 | 2011-10-26 |  | Idrift | 2026-10-12
1243 | 332 | Refsdal | Kraftverk | 90 | 1968-01-13 |  | Idrift | 2026-10-12
1244 | 1664 | Refsdal | Kraftverk | 0.493 | 2000-08-01 |  | Idrift | 2026-10-12
1245 | 1067 | Reiersdalen | Kraftverk | 0.0037 | 1996-01-01 |  | Idrift | 2026-10-12
1246 | 333 | Reinfossen | Kraftverk | 3.4 | 1925-01-01 |  | Idrift | 2026-10-12
1247 | 1459 | Reingardsåga | Kraftverk | 2.1 | 2009-06-19 |  | Idrift | 2026-10-12
1248 | 1412 | Reinli | Kraftverk | 3.1 | 2008-02-25 |  | Idrift | 2026-10-12
1249 | 334 | Reinset | Kraftverk | 4.9 | 1948-02-25 |  | Idrift | 2026-10-12
1250 | 1404 | Reinskar | Kraftverk | 9.6 | 2008-09-25 |  | Idrift | 2026-10-12
1251 | 1030 | Reinstaul | Kraftverk | 0.018 | 1996-01-01 |  | Idrift | 2026-10-12
1252 | 1974 | Reinåa | Kraftverk | 5.35 | 2021-10-15 |  | Idrift | 2026-10-12
1253 | 1766 | Reinåga | Kraftverk | 3.91 | 2014-11-21 |  | Idrift | 2026-10-12
1254 | 1471 | Reisæter (Bleieelvi) | Kraftverk | 0.45 | 2009-06-03 |  | Idrift | 2026-10-12
1255 | 1472 | Reisæter (Strutåni) | Kraftverk | 1 | 2009-06-03 |  | Idrift | 2026-10-12
1256 | 335 | Rekvatn | Kraftverk | 23.3 | 1953-12-19 |  | Idrift | 2026-10-12
1257 | 1481 | Rekåa | Kraftverk | 0.558 | 2009-09-14 |  | Idrift | 2026-10-12
1258 | 1833 | Ren Energi Ramsland | Kraftverk | 0.075 | 2015-10-06 |  | Idrift | 2026-10-12
1259 | 336 | Rendalen | Kraftverk | 100.5 | 1971-10-16 |  | Idrift | 2026-10-12
1260 | 1552 | Rendalselva | Kraftverk | 2.8 | 2010-05-24 |  | Idrift | 2026-10-12
1261 | 1371 | Rensjø | Kraftverk | 1 | 2007-10-05 |  | Idrift | 2026-10-12
1262 | 337 | Reppa | Kraftverk | 9.05 | 2021-06-18 |  | Idrift | 2026-10-12
1263 | 339 | Repvåg | Kraftverk | 4.4 | 1953-02-21 |  | Idrift | 2026-10-12
1264 | 1515 | Ridøla | Kraftverk | 1.9 | 2010-03-12 |  | Idrift | 2026-10-12
1265 | 340 | Riksheim | Kraftverk | 5.3 | 2013-10-10 |  | Idrift | 2026-10-12
1266 | 800 | Riksheimdal | Kraftverk | 4.5 | 2003-12-19 |  | Idrift | 2026-10-12
1267 | 1097 | Rimbareid | Kraftverk | 0.96 | 2001-01-01 |  | Idrift | 2026-10-12
1268 | 1759 | Rime | Kraftverk | 1.5 | 2014-02-06 |  | Idrift | 2026-10-12
1269 | 1518 | Ringdal | Kraftverk | 5.85 | 2011-04-16 |  | Idrift | 2026-10-12
1270 | 1868 | Ringedalen | Kraftverk | 23 | 2017-05-30 |  | Idrift | 2026-10-12
1271 | 1827 | Ringheim | Kraftverk | 0.05 | 2015-04-03 |  | Idrift | 2026-10-12
1272 | 1196 | Rise | Kraftverk | 0.035 | 1979-01-01 | 2015 | Ute av drift | 2026-10-12
1273 | 2016 | Risvollelva | Kraftverk | 6.46 | 2021-11-23 |  | Idrift | 2026-10-12
1274 | 1015 | Risvollfossen | Kraftverk | 0.012 | 1995-01-01 |  | Idrift | 2026-10-12
1275 | 2000 | Ritaelva | Kraftverk | 8.77 | 2021-07-08 |  | Idrift | 2026-10-12
1276 | 2170 | Riva | Kraftverk | 2.1 | 2025-05-08 |  | Idrift | 2026-10-12
1277 | 825 | Rivedal | Kraftverk | 3.2 | 2005-02-17 |  | Idrift | 2026-10-12
1278 | 2166 | Robekk | Kraftverk | 0.022 | 2025-01-01 |  | Idrift | 2026-10-12
1279 | 1586 | Rodal | Kraftverk | 1.7 | 2011-04-02 |  | Idrift | 2026-10-12
1280 | 1698 | Rogheien | Kraftverk | 0.15 | 2006-01-01 |  | Idrift | 2026-10-12
1281 | 605 | Rognsfossen | Kraftverk | 6 | 1989-04-24 |  | Idrift | 2026-10-12
1282 | 341 | Rolleivstadvatn | Pumpe | -0.3 | 1969-01-01 |  | Idrift | 2026-10-12
1283 | 1911 | Romøyri | Kraftverk | 8.63 | 2017-12-11 |  | Idrift | 2026-10-12
1284 | 1210 | Romåa | Kraftverk | 0.235 | 2001-01-01 | 2017 | Ute av drift | 2026-10-12
1285 | 1243 | Rongkleiv | Kraftverk | 3 | 2006-05-10 |  | Idrift | 2026-10-12
1286 | 342 | Roppa | Kraftverk | 5 | 1976-07-01 |  | Idrift | 2026-10-12
1287 | 1185 | Rosendal | Kraftverk | 0.5 | 1957-01-01 |  | Idrift | 2026-10-12
1288 | 343 | Roskrepp | Kraftverk | 50 | 1979-12-19 |  | Idrift | 2026-10-12
1289 | 1804 | Rosten | Kraftverk | 80 | 2018-03-15 |  | Idrift | 2026-10-12
1290 | 967 | Rotnes Bruk | Kraftverk | 0.3 | 1940-01-01 |  | Idrift | 2026-10-12
1291 | 344 | Rottenvik | Kraftverk | 5.49 | 2010-03-22 |  | Idrift | 2026-10-12
1292 | 936 | Rovde | Kraftverk | 0.05 | 2004-01-01 |  | Idrift | 2026-10-12
1293 | 1592 | Rud 1 | Kraftverk | 0.66 | 2008-05-14 |  | Idrift | 2026-10-12
1294 | 1152 | Rud Gårdskraftverk | Kraftverk | 0.09 | 1935-01-01 |  | Idrift | 2026-10-12
1295 | 1032 | Rui | Kraftverk | 0.4 | 2000-01-01 | 2022 | Ute av drift | 2026-10-12
1296 | 1932 | Rusdalsåni | Kraftverk | 5.49 | 2019-05-28 |  | Idrift | 2026-10-12
1297 | 1084 | Russagjela | Kraftverk | 0.04 | 2003-01-01 |  | Idrift | 2026-10-12
1298 | 1751 | Ryddøla | Kraftverk | 3.488 | 2013-12-03 |  | Idrift | 2026-10-12
1299 | 345 | Rygene | Kraftverk | 55 | 1978-01-01 |  | Idrift | 2026-10-12
1300 | 1852 | Rygene miniaggregat | Kraftverk | 0.11 | 1992-01-01 |  | Idrift | 2026-10-12
1301 | 2084 | Rysna | Kraftverk | 3.4 | 2022-11-18 |  | Idrift | 2026-10-12
1302 | 821 | Ryssdal | Kraftverk | 1.32 | 1999-12-03 |  | Idrift | 2026-10-12
1303 | 845 | Ryssdal | Kraftverk | 1.95 | 2006-05-28 |  | Idrift | 2026-10-12
1304 | 1298 | Ryånda | Kraftverk | 0.85 | 2008-12-01 |  | Idrift | 2026-10-12
1305 | 1420 | Rødberg | Kraftverk | 2.9 | 2009-02-02 |  | Idrift | 2026-10-12
1306 | 842 | Rødne | Kraftverk | 9 | 2006-04-26 |  | Idrift | 2026-10-12
1307 | 1817 | Rødset | Kraftverk | 2.15 | 2015-05-15 |  | Idrift | 2026-10-12
1308 | 2208 | Rødseter | Kraftverk | 0.052 | 2023-12-23 |  | Idrift | 2026-10-12
1309 | 922 | Rødstøl | Kraftverk | 0.07 | 2001-01-01 |  | Idrift | 2026-10-12
1310 | 1961 | Røfsdalselva | Kraftverk | 3.21 | 2019-06-03 |  | Idrift | 2026-10-12
1311 | 346 | Røldal | Kraftverk | 166 | 1966-01-01 |  | Idrift | 2026-10-12
1312 | 1864 | Røneid | Kraftverk | 4.3 | 2016-11-23 |  | Idrift | 2026-10-12
1313 | 935 | Rønnestad | Kraftverk | 0.018 | 2006-01-01 |  | Idrift | 2026-10-12
1314 | 1049 | Rørheim | Kraftverk | 0.099 | 2004-10-15 |  | Idrift | 2026-10-12
1315 | 890 | Rørtveit | Kraftverk | 0.07 | 2003-01-01 |  | Idrift | 2026-10-12
1316 | 1081 | Rørvikbekken | Kraftverk | 0.011 | 1997-01-01 |  | Idrift | 2026-10-12
1317 | 1271 | Røssåga Mikrokraftverk | Kraftverk | 0.003 | 2004-01-01 |  | Idrift | 2026-10-12
1318 | 1202 | Røstad | Kraftverk | 0.5 | 1988-01-01 | 2010 | Ute av drift | 2026-10-12
1319 | 1564 | Røstad | Kraftverk | 2.8 | 2010-11-01 |  | Idrift | 2026-10-12
1320 | 347 | Røstefoss | Kraftverk | 3 | 1913-10-04 |  | Idrift | 2026-10-12
1321 | 2073 | Røvassåga | Kraftverk | 6.94 | 2022-08-24 |  | Idrift | 2026-10-12
1322 | 2092 | Røvatn | Kraftverk | 5.4 |  |  | Under bygging | 2026-10-12
1323 | 1249 | Røylandsfoss | Kraftverk | 1.33 | 2004-11-11 |  | Idrift | 2026-10-12
1324 | 2185 | Røyrhus | Kraftverk | 2.05 |  |  | Under bygging | 2026-10-12
1325 | 1218 | Røyrvatn | Kraftverk | 2.7 | 2006-01-01 |  | Idrift | 2026-10-12
1326 | 2037 | Røyrvik | Kraftverk | 1.45 | 2021-01-04 |  | Idrift | 2026-10-12
1327 | 348 | Røyrvikfoss | Kraftverk | 16.6 | 1965-05-28 |  | Idrift | 2026-10-12
1328 | 1551 | Råfossen | Kraftverk | 0.346 | 2008-11-11 |  | Idrift | 2026-10-12
1329 | 349 | Rånåsfoss | Kraftverk | 128.4 | 1983-01-01 |  | Idrift | 2026-10-12
1330 | 1534 | Råssåfoss | Kraftverk | 4.945 | 2010-04-10 |  | Idrift | 2026-10-12
1331 | 1310 | Sagabekken 1 | Kraftverk | 0.4 | 2006-09-18 |  | Idrift | 2026-10-12
1332 | 1560 | Sagabekken 2 | Kraftverk | 0.325 | 2009-02-02 |  | Idrift | 2026-10-12
1333 | 1561 | Sagabekken 3 | Kraftverk | 0.15 | 2009-02-02 |  | Idrift | 2026-10-12
1334 | 350 | Sagbergfossen | Kraftverk | 1.2 | 1916-06-01 |  | Idrift | 2026-10-12
1335 | 351 | Sage | Kraftverk | 8.9 | 2001-01-01 |  | Idrift | 2026-10-12
1336 | 352 | Sagefoss | Kraftverk | 2.9 | 1988-01-01 |  | Idrift | 2026-10-12
1337 | 353 | Sagefossen | Kraftverk | 10.1 | 1986-02-02 |  | Idrift | 2026-10-12
1338 | 1292 | Sagelva | Kraftverk | 0.63 | 2006-04-24 |  | Idrift | 2026-10-12
1339 | 1355 | Sagelva | Kraftverk | 0.65 | 2007-11-08 |  | Idrift | 2026-10-12
1340 | 1904 | Sagelva | Kraftverk | 2.8 | 2019-03-30 |  | Idrift | 2026-10-12
1341 | 1101 | Sagelva 1 | Kraftverk | 0.555 | 2001-01-01 |  | Idrift | 2026-10-12
1342 | 1102 | Sagelva 2 | Kraftverk | 0.435 | 2002-01-01 |  | Idrift | 2026-10-12
1343 | 1478 | Sagelvi | Kraftverk | 2.3 | 2012-11-23 |  | Idrift | 2026-10-12
1344 | 823 | Sagevikelv | Kraftverk | 4.45 | 2004-02-01 |  | Idrift | 2026-10-12
1345 | 354 | Sagfossen | Kraftverk | 11.3 | 1979-11-20 |  | Idrift | 2026-10-12
1346 | 966 | Sagfossen | Kraftverk | 0.347 | 2008-04-16 |  | Idrift | 2026-10-12
1347 | 1123 | Sagfossen | Kraftverk | 0.8 | 1988-10-26 |  | Idrift | 2026-10-12
1348 | 355 | Sagnfossen | Kraftverk | 6.2 | 2004-11-24 |  | Idrift | 2026-10-12
1349 | 2040 | Sagåna | Kraftverk | 3.67 | 2021-11-29 |  | Idrift | 2026-10-12
1350 | 1021 | Sajå | Kraftverk | 0.112 | 2001-12-31 |  | Idrift | 2026-10-12
1351 | 1103 | Sakrisåga | Kraftverk | 0.96 | 2004-01-01 |  | Idrift | 2026-10-12
1352 | 1303 | Sakrisåga 2 | Kraftverk | 0.73 | 2007-01-01 | 2007 | Ute av drift | 2026-10-12
1353 | 1587 | Saksenvik | Kraftverk | 2.5 | 2012-05-22 |  | Idrift | 2026-10-12
1354 | 1044 | Salen Mikrokraftverk | Kraftverk | 0.0075 | 2005-01-01 |  | Idrift | 2026-10-12
1355 | 1986 | Salhuselva | Kraftverk | 3.3 | 2020-12-11 |  | Idrift | 2026-10-12
1356 | 613 | Salsbruket | Kraftverk | 1.5 | 1988-01-01 |  | Idrift | 2026-10-12
1357 | 1623 | Saltdalelva | Kraftverk | 5 | 2012-10-15 |  | Idrift | 2026-10-12
1358 | 1612 | Saltåno | Kraftverk | 0.25 | 2011-04-05 |  | Idrift | 2026-10-12
1359 | 1966 | Salvasskardelva | Kraftverk | 9.3 | 2021-02-25 |  | Idrift | 2026-10-12
1360 | 356 | Sama | Kraftverk | 7.5 | 1979-05-12 |  | Idrift | 2026-10-12
1361 | 139 | Sand | Kraftverk | 3.5 | 2007-08-22 |  | Idrift | 2026-10-12
1362 | 807 | Sandal og Fossheim | Kraftverk | 2.7 | 2004-04-21 |  | Idrift | 2026-10-12
1363 | 1569 | Sanddal | Kraftverk | 2.5 | 2007-12-16 |  | Idrift | 2026-10-12
1364 | 926 | Sandneselva | Kraftverk | 0.012 | 2001-01-01 |  | Idrift | 2026-10-12
1365 | 1937 | Sandneselva | Kraftverk | 2.29 | 2018-08-22 |  | Idrift | 2026-10-12
1366 | 2009 | Sandvand | Kraftverk | 1.48 | 2020-03-25 |  | Idrift | 2026-10-12
1367 | 1927 | Sandvik | Kraftverk | 0.99 | 2018-03-14 |  | Idrift | 2026-10-12
1368 | 357 | Sarp | Kraftverk | 80 | 1978-01-01 |  | Idrift | 2026-10-12
1369 | 358 | Sauda I | Kraftverk | 27.5 | 1919-01-01 | 2009 | Ute av drift | 2026-10-12
1370 | 360 | Sauda III | Kraftverk | 64 | 1930-01-01 | 2008 | Ute av drift | 2026-10-12
1371 | 1089 | Saupstadfossen | Kraftverk | 0.45 | 1987-01-01 |  | Idrift | 2026-10-12
1372 | 362 | Saurdal | Pumpekraftverk | 640 | 1985-10-19 |  | Idrift | 2026-10-12
1373 | 363 | Savalen | Kraftverk | 62 | 1971-09-14 |  | Idrift | 2026-10-12
1374 | 745 | Scheldefoss | Kraftverk | 1.3999 | 1994-09-03 |  | Idrift | 2026-10-12
1375 | 2116 | Segadal | Kraftverk | 3.7 | 2024-12-19 |  | Idrift | 2026-10-12
1376 | 1542 | Seimsdal | Kraftverk | 6.5 | 2011-05-19 |  | Idrift | 2026-10-12
1377 | 1841 | Sekkelva | Kraftverk | 0.74 | 2015-11-24 |  | Idrift | 2026-10-12
1378 | 2126 | Selja | Kraftverk | 3.2 |  |  | Under bygging | 2026-10-12
1379 | 1832 | Selland | Kraftverk | 0.02 | 2006-01-01 |  | Idrift | 2026-10-12
1380 | 1838 | Selselva | Kraftverk | 5.36 | 2016-05-16 |  | Idrift | 2026-10-12
1381 | 2052 | Senneset | Kraftverk | 1.82 | 2021-09-26 |  | Idrift | 2026-10-12
1382 | 1880 | Sesselva | Kraftverk | 5 | 2016-09-08 |  | Idrift | 2026-10-12
1383 | 2061 | Seterfossen | Kraftverk | 3.8 | 2021-12-21 |  | Idrift | 2026-10-12
1384 | 2133 | Setergrytå | Kraftverk | 3.95 | 2024-10-31 |  | Idrift | 2026-10-12
1385 | 1774 | Seterkraft | Kraftverk | 4.74 | 2014-05-25 |  | Idrift | 2026-10-12
1386 | 1296 | Seteråa | Kraftverk | 1 | 2006-10-20 |  | Idrift | 2026-10-12
1387 | 1933 | Setredalen | Kraftverk | 4.7 | 2019-03-06 |  | Idrift | 2026-10-12
1388 | 1381 | Sevre | Kraftverk | 4.8 | 2008-04-17 |  | Idrift | 2026-10-12
1389 | 1901 | Sigdestad | Kraftverk | 8.99 | 2018-06-28 |  | Idrift | 2026-10-12
1390 | 364 | Sikkajokk | Kraftverk | 1.9 | 2010-12-23 |  | Idrift | 2026-10-12
1391 | 865 | Sikkilsdalseter | Kraftverk | 0.085 | 1997-01-01 |  | Idrift | 2026-10-12
1392 | 1627 | Sildhopen | Kraftverk | 0.5 | 2010-02-11 |  | Idrift | 2026-10-12
1393 | 365 | Sildvik | Kraftverk | 65 | 1982-01-15 |  | Idrift | 2026-10-12
1394 | 801 | Simavik | Kraftverk | 1.3 | 1913-01-01 | 1976 | Ute av drift | 2026-10-12
1395 | 1836 | Simavik | Kraftverk | 1.25 | 2015-05-21 |  | Idrift | 2026-10-12
1396 | 1200 | Simsfossen | Kraftverk | 0.35 | 1921-01-01 |  | Idrift | 2026-10-12
1397 | 2088 | Siplo | Pumpe | -0.5 | 2012-01-01 |  | Idrift | 2026-10-12
1398 | 896 | Sireåne | Kraftverk | 0.08 | 2004-01-01 |  | Idrift | 2026-10-12
1399 | 1143 | Sirkelvann | Kraftverk | 0.7 | 1999-06-01 |  | Idrift | 2026-10-12
1400 | 366 | Siso | Kraftverk | 180 | 1968-09-07 |  | Idrift | 2026-10-12
1401 | 367 | Sjona | Kraftverk | 52 | 1973-12-02 |  | Idrift | 2026-10-12
1402 | 368 | Sjøfossen | Kraftverk | 6.5 | 2020-08-21 |  | Idrift | 2026-10-12
1403 | 1130 | Sjølingstad Uldvarefabrikk | Kraftverk | 0.065 | 2000-01-01 |  | Idrift | 2026-10-12
1404 | 1524 | Sjølset | Kraftverk | 0.55 | 2009-12-21 |  | Idrift | 2026-10-12
1405 | 369 | Sjønstå | Kraftverk | 66 | 1983-11-01 |  | Idrift | 2026-10-12
1406 | 94 | Skagen | Kraftverk | 270 | 1959-01-01 |  | Idrift | 2026-10-12
1407 | 1076 | Skakadalen | Kraftverk | 0 | 1995-01-01 | 2022 | Ute av drift | 2026-10-12
1408 | 372 | Skar | Kraftverk | 2.9 | 1920-12-09 |  | Idrift | 2026-10-12
1409 | 1684 | Skarelva | Kraftverk | 5 | 2012-09-14 |  | Idrift | 2026-10-12
1410 | 1787 | Skarg | Kraftverk | 24 | 2014-06-10 |  | Idrift | 2026-10-12
1411 | 479 | Skarje | Pumpe | -9 | 1987-01-01 |  | Idrift | 2026-10-12
1412 | 374 | Skarsfjord | Kraftverk | 4 | 1922-01-01 |  | Idrift | 2026-10-12
1413 | 1548 | Skaråa | Kraftverk | 0.07 | 2003-01-01 |  | Idrift | 2026-10-12
1414 | 1074 | Skauma | Kraftverk | 0.9 | 1999-01-01 |  | Idrift | 2026-10-12
1415 | 1998 | Skeidsflåten | Kraftverk | 4.8 | 2020-05-20 |  | Idrift | 2026-10-12
1416 | 1140 | Skibeli | Kraftverk | 0.03 | 2003-01-01 |  | Idrift | 2026-10-12
1417 | 375 | Skibotn | Kraftverk | 70 | 1979-11-07 |  | Idrift | 2026-10-12
1418 | 2196 | Skinnellåna | Kraftverk | 5.7 |  |  | Under bygging | 2026-10-12
1419 | 1394 | Skinvik | Kraftverk | 1.2 | 2008-10-28 |  | Idrift | 2026-10-12
1420 | 1575 | Skipelva | Kraftverk | 0.38 | 2011-04-27 |  | Idrift | 2026-10-12
1421 | 376 | Skjefstadfoss I | Kraftverk | 4 | 1910-12-10 |  | Idrift | 2026-10-12
1422 | 377 | Skjefstadfoss II | Kraftverk | 19.8 | 1972-11-20 |  | Idrift | 2026-10-12
1423 | 762 | Skjeggedal | Pumpe | -2.6 | 1986-01-01 |  | Idrift | 2026-10-12
1424 | 2195 | Skjeggedal | Kraftverk | 5.7 |  |  | Under bygging | 2026-10-12
1425 | 2119 | Skjeggfoss | Kraftverk | 1.8 | 2024-05-23 |  | Idrift | 2026-10-12
1426 | 1610 | Skjelfoss | Kraftverk | 0.25 | 2011-04-04 |  | Idrift | 2026-10-12
1427 | 378 | Skjenaldfossen | Kraftverk | 5.8 | 2017-11-15 |  | Idrift | 2026-10-12
1428 | 1434 | Skjerdal | Kraftverk | 5.3 | 2008-06-18 |  | Idrift | 2026-10-12
1429 | 2129 | Skjerdal | Kraftverk | 7.2 |  |  | Under bygging | 2026-10-12
1430 | 379 | Skjerka | Kraftverk | 75 | 1932-01-01 | 2005 | Ute av drift | 2026-10-12
1431 | 761 | Skjerka | Kraftverk | 206.6 | 1997-02-01 |  | Idrift | 2026-10-12
1432 | 2155 | Skjersfossane | Kraftverk | 2.06 | 2026-03-05 |  | Idrift | 2026-10-12
1433 | 1976 | Skjerva | Kraftverk | 3.1 | 2021-05-03 |  | Idrift | 2026-10-12
1434 | 380 | Skjomen | Kraftverk | 300 | 1973-11-25 |  | Idrift | 2026-10-12
1435 | 1862 | Skjærdalselva | Kraftverk | 0.16 | 2016-04-26 |  | Idrift | 2026-10-12
1436 | 565 | Skjærlivatn | Kraftverk | 2.6 | 1993-09-01 |  | Idrift | 2026-10-12
1437 | 1280 | Skjæveland | Kraftverk | 0.1 | 2005-01-01 |  | Idrift | 2026-10-12
1438 | 381 | Skjåk I | Kraftverk | 32 | 1965-11-12 |  | Idrift | 2026-10-12
1439 | 840 | Skjåstad | Kraftverk | 2 | 2004-12-16 |  | Idrift | 2026-10-12
1440 | 382 | Skoddeberg | Kraftverk | 6.78 | 1953-10-28 |  | Idrift | 2026-10-12
1441 | 1037 | Skogbuåna | Kraftverk | 0.86 | 2002-01-01 |  | Idrift | 2026-10-12
1442 | 1816 | Skogelva | Kraftverk | 0.42 | 2015-02-25 |  | Idrift | 2026-10-12
1443 | 383 | Skogfoss | Kraftverk | 48 | 1964-09-15 |  | Idrift | 2026-10-12
1444 | 384 | Skogheim | Kraftverk | 7.7 | 1987-12-01 |  | Idrift | 2026-10-12
1445 | 1020 | Skogkraft | Kraftverk | 0.11 | 2003-12-31 |  | Idrift | 2026-10-12
1446 | 385 | Skollenborg | Kraftverk | 97 | 1983-01-01 |  | Idrift | 2026-10-12
1447 | 858 | Skoltefoss | Kraftverk | 0.96 | 1988-01-01 |  | Idrift | 2026-10-12
1448 | 1341 | Skolten | Kraftverk | 1.3 | 2002-01-01 |  | Idrift | 2026-10-12
1449 | 760 | Skonningsfoss | Kraftverk | 2.4 | 1997-12-12 |  | Idrift | 2026-10-12
1450 | 1953 | Skorga | Kraftverk | 2.9 | 2019-01-24 |  | Idrift | 2026-10-12
1451 | 386 | Skorge | Kraftverk | 1.8 | 1936-01-01 |  | Idrift | 2026-10-12
1452 | 2028 | Skorgeelva | Kraftverk | 6.81 | 2021-09-27 |  | Idrift | 2026-10-12
1453 | 1116 | Skorovasselva | Kraftverk | 0.08 | 1997-01-01 |  | Idrift | 2026-10-12
1454 | 387 | Skotfoss | Kraftverk | 24 | 1953-11-01 |  | Idrift | 2026-10-12
1455 | 772 | Skotselv | Kraftverk | 1 | 1992-01-01 |  | Idrift | 2026-10-12
1456 | 1722 | Skravlåga | Kraftverk | 5 | 2014-08-13 |  | Idrift | 2026-10-12
1457 | 750 | Skree | Kraftverk | 6.9 | 1995-12-14 |  | Idrift | 2026-10-12
1458 | 1791 | Skripelandsfossen | Kraftverk | 2.6 | 2014-09-13 |  | Idrift | 2026-10-12
1459 | 1424 | Skromma | Kraftverk | 2.3 | 2008-12-09 |  | Idrift | 2026-10-12
1460 | 2142 | Skromme | Kraftverk | 3.5 |  |  | Under bygging | 2026-10-12
1461 | 1080 | Skråstadbekken | Kraftverk | 0.006 | 1999-01-01 |  | Idrift | 2026-10-12
1462 | 2210 | Skuggestøl | Kraftverk | 0.0009 | 2010-01-01 |  | Idrift | 2026-10-12
1463 | 388 | Skulafossen | Kraftverk | 4.94 | 2020-12-01 |  | Idrift | 2026-10-12
1464 | 1396 | Skulbørstadfoss | Kraftverk | 0.45 | 1910-10-01 |  | Idrift | 2026-10-12
1465 | 1597 | Skyggeelva | Kraftverk | 4.76 | 2010-05-04 |  | Idrift | 2026-10-12
1466 | 1386 | Skålheim | Kraftverk | 1.44 | 2008-02-07 |  | Idrift | 2026-10-12
1467 | 1761 | Skår | Kraftverk | 1.4 | 2015-01-26 |  | Idrift | 2026-10-12
1468 | 2186 | Skårelva | Kraftverk | 0.946 | 2026-04-24 |  | Idrift | 2026-10-12
1469 | 888 | Slagstad | Kraftverk | 0.075 | 2002-01-01 |  | Idrift | 2026-10-12
1470 | 1968 | Slemmå | Kraftverk | 1.8 | 2019-09-04 |  | Idrift | 2026-10-12
1471 | 855 | Slettevann | Kraftverk | 0.7 | 1975-01-01 |  | Idrift | 2026-10-12
1472 | 2167 | Slettevoll | Kraftverk | 0.015 | 2023-03-15 |  | Idrift | 2026-10-12
1473 | 1820 | Sleveåne | Kraftverk | 5.5 | 2017-11-22 |  | Idrift | 2026-10-12
1474 | 389 | Slind | Kraftverk | 20 | 1985-03-15 |  | Idrift | 2026-10-12
1475 | 390 | Slunkajavrre | Kraftverk | 21 | 1983-03-09 |  | Idrift | 2026-10-12
1476 | 391 | Smeland | Kraftverk | 24 | 1985-01-01 |  | Idrift | 2026-10-12
1477 | 1847 | Smibelg | Kraftverk | 33 | 2022-05-10 |  | Idrift | 2026-10-12
1478 | 1028 | Smørklepp I | Kraftverk | 0.36 | 1982-01-01 |  | Idrift | 2026-10-12
1479 | 1619 | Smørklepp II | Kraftverk | 0.32 | 1999-01-01 |  | Idrift | 2026-10-12
1480 | 2137 | Smådalselva | Kraftverk | 3.519 | 2025-06-20 |  | Idrift | 2026-10-12
1481 | 1400 | Smådøla | Kraftverk | 1.4 | 2008-08-22 |  | Idrift | 2026-10-12
1482 | 1747 | Smådøla | Kraftverk | 13.7 | 2015-02-02 |  | Idrift | 2026-10-12
1483 | 392 | Småvatna | Kraftverk | 18.8 | 1970-01-01 |  | Idrift | 2026-10-12
1484 | 2130 | Småvoll | Kraftverk | 15.7 | 2025-12-10 |  | Idrift | 2026-10-12
1485 | 1779 | Snefjellå | Kraftverk | 2.7 | 2014-06-15 |  | Idrift | 2026-10-12
1486 | 393 | Sokna | Kraftverk | 30 | 1964-09-09 |  | Idrift | 2026-10-12
1487 | 1470 | Soks | Kraftverk | 1.48 | 2009-11-11 |  | Idrift | 2026-10-12
1488 | 776 | Solbergfoss | Kraftverk | 201 | 1924-10-07 |  | Idrift | 2026-10-12
1489 | 394 | Solbergfoss II | Kraftverk | 100 | 1985-01-01 | 2013 | Ute av drift | 2026-10-12
1490 | 395 | Solbjørn | Kraftverk | 4.2 | 1956-01-01 |  | Idrift | 2026-10-12
1491 | 396 | Solhom | Kraftverk | 200 | 1974-07-10 |  | Idrift | 2026-10-12
1492 | 1151 | Solnør Gård | Kraftverk | 0.012 | 1913-01-01 |  | Idrift | 2026-10-12
1493 | 2176 | Somrungen | Kraftverk | 3.7 | 2025-05-30 |  | Idrift | 2026-10-12
1494 | 397 | Songa | Kraftverk | 120 | 1964-11-09 |  | Idrift | 2026-10-12
1495 | 2190 | Spannbog 1 | Kraftverk | 4.9 |  |  | Under bygging | 2026-10-12
1496 | 2191 | Spannbog 2 | Kraftverk | 3.7 |  |  | Under bygging | 2026-10-12
1497 | 1165 | Spetal Verk | Kraftverk | 0.02 | 1977-01-01 |  | Idrift | 2026-10-12
1498 | 972 | Spigerbruksfallet | Kraftverk | 0.38 | 1915-01-01 |  | Idrift | 2026-10-12
1499 | 1402 | Spilling | Kraftverk | 1.25 | 2008-11-20 |  | Idrift | 2026-10-12
1500 | 783 | Stadheim | Kraftverk | 4.53 | 2001-11-29 |  | Idrift | 2026-10-12
1501 | 779 | Staffi | Kraftverk | 3.8 | 2000-01-01 |  | Idrift | 2026-10-12
1502 | 398 | Stakaldefoss | Kraftverk | 10 | 1954-07-01 |  | Idrift | 2026-10-12
1503 | 2022 | Stampaelva | Kraftverk | 5.72 | 2021-12-22 |  | Idrift | 2026-10-12
1504 | 1010 | Stampen | Kraftverk | 0.1 | 1899-12-31 | 2002 | Ute av drift | 2026-10-12
1505 | 1566 | Standal | Kraftverk | 5.49 | 2012-05-16 |  | Idrift | 2026-10-12
1506 | 1955 | Stardalen | Kraftverk | 17.37 | 2020-12-03 |  | Idrift | 2026-10-12
1507 | 1197 | Stavilla | Kraftverk | 0.075 | 1932-01-01 | 2017 | Ute av drift | 2026-10-12
1508 | 1329 | Stedjeåna | Kraftverk | 1.2 | 2007-01-05 |  | Idrift | 2026-10-12
1509 | 794 | Stegaros | Kraftverk | 2.4 | 2002-11-25 |  | Idrift | 2026-10-12
1510 | 1499 | Steinbekken | Kraftverk | 0.0072 | 2010-01-01 |  | Idrift | 2026-10-12
1511 | 2085 | Steinbergdalen | Kraftverk | 2 | 2022-08-15 |  | Idrift | 2026-10-12
1512 | 1941 | Steindal (Steindal) | Kraftverk | 4.2 | 2019-07-11 |  | Idrift | 2026-10-12
1513 | 1942 | Steindal (Støylselva) | Kraftverk | 3.1 | 2019-07-11 |  | Idrift | 2026-10-12
1514 | 1456 | Steindøla | Kraftverk | 2.6 | 2009-01-01 |  | Idrift | 2026-10-12
1515 | 1376 | Steine | Kraftverk | 1.9 | 2006-04-10 |  | Idrift | 2026-10-12
1516 | 399 | Steinsfoss | Kraftverk | 110 | 1957-01-01 |  | Idrift | 2026-10-12
1517 | 400 | Steinsland | Kraftverk | 170 | 1981-01-01 |  | Idrift | 2026-10-12
1518 | 2169 | Steinsland | Kraftverk | 0.085 |  |  | Under bygging | 2026-10-12
1519 | 1419 | Steinsvik | Kraftverk | 8.2 | 2009-01-28 |  | Idrift | 2026-10-12
1520 | 1648 | Steinåga | Kraftverk | 5.4 | 2013-11-02 |  | Idrift | 2026-10-12
1521 | 984 | Stend | Kraftverk | 0.95 | 1985-03-01 |  | Idrift | 2026-10-12
1522 | 1681 | Stifoss | Kraftverk | 0.75 | 1939-01-01 |  | Idrift | 2026-10-12
1523 | 1452 | Stokkelandsåna | Kraftverk | 3.12 | 2010-04-23 |  | Idrift | 2026-10-12
1524 | 401 | Stongfjord | Kraftverk | 2.9 | 1907-01-01 |  | Idrift | 2026-10-12
1525 | 2194 | Storbekken | Kraftverk | 2.3 | 2025-11-27 |  | Idrift | 2026-10-12
1526 | 402 | Stordal | Kraftverk | 26 | 1974-01-19 |  | Idrift | 2026-10-12
1527 | 831 | Storebekk | Kraftverk | 2 | 2004-12-28 |  | Idrift | 2026-10-12
1528 | 950 | Storedalen | Kraftverk | 0.75 | 2008-01-01 |  | Idrift | 2026-10-12
1529 | 852 | Storelva | Kraftverk | 0.47 | 1948-09-27 |  | Idrift | 2026-10-12
1530 | 903 | Storelva | Kraftverk | 0.4 | 1999-01-01 |  | Idrift | 2026-10-12
1531 | 1856 | Storelva | Kraftverk | 8 | 2019-01-09 |  | Idrift | 2026-10-12
1532 | 2030 | Storelva | Kraftverk | 3.64 | 2021-01-09 |  | Idrift | 2026-10-12
1533 | 2202 | Storelva | Kraftverk | 6.6 |  |  | Under bygging | 2026-10-12
1534 | 1876 | Storelvi | Kraftverk | 4.04 | 2017-06-30 |  | Idrift | 2026-10-12
1535 | 1785 | Storelvvatnet | Kraftverk | 5 | 2015-07-06 |  | Idrift | 2026-10-12
1536 | 738 | Storfallet | Kraftverk | 2.7 | 1990-12-07 |  | Idrift | 2026-10-12
1537 | 853 | Storfossen | Kraftverk | 0.32 | 1947-01-01 | 2013 | Ute av drift | 2026-10-12
1538 | 1511 | Storli | Kraftverk | 0.62 | 2009-01-28 |  | Idrift | 2026-10-12
1539 | 1869 | Storlia | Kraftverk | 8.5 | 2020-09-04 |  | Idrift | 2026-10-12
1540 | 361 | Storlivatn | Kraftverk | 56.8 | 1968-01-01 |  | Idrift | 2026-10-12
1541 | 1104 | Storrøvatnet | Kraftverk | 0.648 | 2002-01-01 |  | Idrift | 2026-10-12
1542 | 1818 | Storvatnet | Kraftverk | 2 | 2015-10-20 |  | Idrift | 2026-10-12
1543 | 1579 | Storå | Kraftverk | 1.9 | 2011-08-30 |  | Idrift | 2026-10-12
1544 | 1934 | Storåselva | Kraftverk | 25.5 | 2018-05-07 |  | Idrift | 2026-10-12
1545 | 1849 | Storåvatn 1 | Kraftverk | 8 | 2020-09-04 |  | Idrift | 2026-10-12
1546 | 1848 | Storåvatn 2 | Kraftverk | 27.1 | 2023-05-11 |  | Idrift | 2026-10-12
1547 | 1522 | Strand I | Kraftverk | 0.004 | 2008-01-01 |  | Idrift | 2026-10-12
1548 | 901 | Strandeelva | Kraftverk | 0.37 | 2005-02-20 |  | Idrift | 2026-10-12
1549 | 403 | Strandfossen | Kraftverk | 25 | 1979-07-01 |  | Idrift | 2026-10-12
1550 | 1174 | Strandfossen Minikraftverk | Kraftverk | 0.13 | 1981-01-01 | 2023 | Ute av drift | 2026-10-12
1551 | 1105 | Strandjordselva | Kraftverk | 0.75 | 2005-10-31 |  | Idrift | 2026-10-12
1552 | 1668 | Strandos | Kraftverk | 1.93 | 2012-03-27 |  | Idrift | 2026-10-12
1553 | 838 | Straumane | Kraftverk | 1.45 | 2005-05-29 |  | Idrift | 2026-10-12
1554 | 1900 | Straume | Kraftverk | 5 | 2017-09-12 |  | Idrift | 2026-10-12
1555 | 404 | Straumsmo | Kraftverk | 130 | 1966-02-10 |  | Idrift | 2026-10-12
1556 | 1330 | Straumstøyl | Kraftverk | 0.4 | 2006-06-21 |  | Idrift | 2026-10-12
1557 | 405 | Strielv | Kraftverk | 1.7 | 1984-01-01 |  | Idrift | 2026-10-12
1558 | 1204 | Strindmoelva | Kraftverk | 0.018 | 1997-01-01 |  | Idrift | 2026-10-12
1559 | 902 | Strupen | Kraftverk | 0.48 | 1999-04-20 |  | Idrift | 2026-10-12
1560 | 1895 | Strupen | Kraftverk | 1.92 | 2017-06-21 |  | Idrift | 2026-10-12
1561 | 1172 | Strømsfoss | Kraftverk | 0.5 | 1994-10-05 |  | Idrift | 2026-10-12
1562 | 1325 | Stråpa | Kraftverk | 4.4 | 2007-04-24 |  | Idrift | 2026-10-12
1563 | 1768 | Stublielva | Kraftverk | 3 | 2014-11-11 |  | Idrift | 2026-10-12
1564 | 1344 | Stuttgongfossen | Kraftverk | 1.2 | 2007-05-08 |  | Idrift | 2026-10-12
1565 | 557 | Stuvane | Kraftverk | 38 | 1988-11-01 |  | Idrift | 2026-10-12
1566 | 1211 | Styggtjønna | Kraftverk | 0.045 | 2003-01-01 | 2024 | Ute av drift | 2026-10-12
1567 | 2149 | Styrkesneselva | Kraftverk | 1.29 | 2024-06-16 |  | Idrift | 2026-10-12
1568 | 2057 | Stølen | Kraftverk | 2.6 | 2023-01-04 |  | Idrift | 2026-10-12
1569 | 406 | Stølsdal | Kraftverk | 17 | 1986-05-03 |  | Idrift | 2026-10-12
1570 | 407 | Stølsdal | Pumpe | -6 | 1985-01-01 |  | Idrift | 2026-10-12
1571 | 1457 | Stølsdalselva | Kraftverk | 7.5 | 2009-07-10 |  | Idrift | 2026-10-12
1572 | 2015 | Stølselva | Kraftverk | 2.2 | 2020-05-19 |  | Idrift | 2026-10-12
1573 | 797 | Stølskraft | Kraftverk | 1.34 | 2003-03-21 |  | Idrift | 2026-10-12
1574 | 1370 | Stølslia | Kraftverk | 1.5 | 2007-03-19 |  | Idrift | 2026-10-12
1575 | 2152 | Stårheim | Kraftverk | 3.721 | 2026-03-12 |  | Idrift | 2026-10-12
1576 | 408 | Suldal I | Kraftverk | 180 | 1965-01-01 |  | Idrift | 2026-10-12
1577 | 409 | Suldal II | Kraftverk | 150 | 1967-01-01 |  | Idrift | 2026-10-12
1578 | 1230 | Sundal | Kraftverk | 4.2 | 2006-11-29 |  | Idrift | 2026-10-12
1579 | 763 | Sundfossen | Kraftverk | 2.2 | 1998-07-15 |  | Idrift | 2026-10-12
1580 | 1814 | Sundli | Kraftverk | 1.35 | 2015-02-04 |  | Idrift | 2026-10-12
1581 | 410 | Sundsbarm | Kraftverk | 103 | 1970-11-01 |  | Idrift | 2026-10-12
1582 | 411 | Sundsfjord | Kraftverk | 96 | 1961-02-01 |  | Idrift | 2026-10-12
1583 | 1257 | Suvdal (Buvasselva) | Kraftverk | 1.35 | 2004-01-01 |  | Idrift | 2026-10-12
1584 | 1256 | Suvdal (Kleppsvatn) | Kraftverk | 1.5 | 2004-01-01 |  | Idrift | 2026-10-12
1585 | 412 | Suvdøla | Kraftverk | 4.6 | 1960-10-29 | 2019 | Ute av drift | 2026-10-12
1586 | 759 | Svabo | Kraftverk | 3.2 | 1996-05-23 |  | Idrift | 2026-10-12
1587 | 2032 | Svandalen | Kraftverk | 3.09 | 2020-11-26 |  | Idrift | 2026-10-12
1588 | 413 | Svandalsflona | Kraftverk | 20 | 1977-01-01 |  | Idrift | 2026-10-12
1589 | 996 | Svanedal | Kraftverk | 0.4 | 2003-01-01 |  | Idrift | 2026-10-12
1590 | 1291 | Svanedal | Kraftverk | 0.45 | 1996-01-01 |  | Idrift | 2026-10-12
1591 | 1908 | Svardøla | Kraftverk | 9.2 | 2018-12-20 |  | Idrift | 2026-10-12
1592 | 1223 | Svartdalen | Kraftverk | 7.1 | 2006-02-08 |  | Idrift | 2026-10-12
1593 | 2035 | Svartefoss | Kraftverk | 0.66 | 2020-11-04 |  | Idrift | 2026-10-12
1594 | 414 | Svartelva | Kraftverk | 15.5 | 1959-12-19 |  | Idrift | 2026-10-12
1595 | 1356 | Svartevatn | Kraftverk | 0.759 | 2008-03-01 |  | Idrift | 2026-10-12
1596 | 542 | Svartisen | Kraftverk | 600 | 1993-05-15 |  | Idrift | 2026-10-12
1597 | 785 | Svartkulp | Kraftverk | 3.9 | 2001-11-01 |  | Idrift | 2026-10-12
1598 | 1663 | Svarttjern | Kraftverk | 0.135 | 2008-03-05 |  | Idrift | 2026-10-12
1599 | 1267 | Svartvasselva | Kraftverk | 0.898 | 2006-05-15 |  | Idrift | 2026-10-12
1600 | 2198 | Svartvasselva | Kraftverk | 4.9 |  |  | Under bygging | 2026-10-12
1601 | 1609 | Svartvatn | Kraftverk | 1.79 | 2012-11-27 |  | Idrift | 2026-10-12
1602 | 1176 | Svatsum 1 | Kraftverk | 0.9 | 1915-01-01 |  | Idrift | 2026-10-12
1603 | 1468 | Svatsum 2 | Kraftverk | 1.7 | 2009-09-16 |  | Idrift | 2026-10-12
1604 | 415 | Svean | Kraftverk | 27 | 1940-01-01 |  | Idrift | 2026-10-12
1605 | 2001 | Sveingård | Kraftverk | 8.76 | 2021-08-11 |  | Idrift | 2026-10-12
1606 | 416 | Svelgen I | Kraftverk | 9.1 | 2018-01-24 |  | Idrift | 2026-10-12
1607 | 417 | Svelgen II | Kraftverk | 29 | 1958-01-01 |  | Idrift | 2026-10-12
1608 | 183 | Svelgen III | Kraftverk | 22 | 1963-01-01 |  | Idrift | 2026-10-12
1609 | 418 | Svelgen IV | Kraftverk | 50 | 1973-01-01 |  | Idrift | 2026-10-12
1610 | 419 | Svelgfoss | Kraftverk | 92 | 1958-01-01 |  | Idrift | 2026-10-12
1611 | 420 | Sviland | Kraftverk | 2 | 1998-08-19 |  | Idrift | 2026-10-12
1612 | 2193 | Svoldal | Kraftverk | 2.05 | 2025-05-07 |  | Idrift | 2026-10-12
1613 | 421 | Svorka | Kraftverk | 22 | 1963-04-04 |  | Idrift | 2026-10-12
1614 | 422 | Svorkmo | Kraftverk | 55 | 1983-07-01 |  | Idrift | 2026-10-12
1615 | 871 | Sværa | Kraftverk | 0.019 | 2003-01-01 |  | Idrift | 2026-10-12
1616 | 1568 | Sværen | Kraftverk | 3.2 | 2010-05-26 |  | Idrift | 2026-10-12
1617 | 1578 | Sya | Kraftverk | 1.2 | 2009-12-14 |  | Idrift | 2026-10-12
1618 | 1436 | Sylsjø | Kraftverk | 3.3 | 2008-01-01 |  | Idrift | 2026-10-12
1619 | 1494 | Syrifossen | Kraftverk | 2.84 | 2010-04-14 |  | Idrift | 2026-10-12
1620 | 423 | Sy-Sima | Kraftverk | 620 | 1981-09-15 |  | Idrift | 2026-10-12
1621 | 1693 | Syversætre Foss | Kraftverk | 2.5 | 2012-04-17 |  | Idrift | 2026-10-12
1622 | 1973 | Sædalen | Kraftverk | 4.4 | 2020-06-29 |  | Idrift | 2026-10-12
1623 | 1109 | Sæterstad | Kraftverk | 0.035 | 2004-01-01 |  | Idrift | 2026-10-12
1624 | 1173 | Sæteråa | Kraftverk | 0.032 | 1998-01-01 |  | Idrift | 2026-10-12
1625 | 1091 | Sætra | Kraftverk | 0.7 | 1948-01-01 |  | Idrift | 2026-10-12
1626 | 1217 | Sævareid | Kraftverk | 0.8 | 2006-01-11 |  | Idrift | 2026-10-12
1627 | 424 | Søa | Kraftverk | 37 | 1967-11-10 |  | Idrift | 2026-10-12
1628 | 1477 | Søberg | Kraftverk | 5.2 | 2011-06-08 |  | Idrift | 2026-10-12
1629 | 1178 | Søfferud | Kraftverk | 0.02 | 1949-01-01 |  | Idrift | 2026-10-12
1630 | 1916 | Søkkunda | Kraftverk | 9 | 2017-12-20 |  | Idrift | 2026-10-12
1631 | 1444 | Sølbergfallet | Kraftverk | 0.3 | 1921-01-01 |  | Idrift | 2026-10-12
1632 | 1810 | Sølia | Kraftverk | 1.96 | 2016-06-01 |  | Idrift | 2026-10-12
1633 | 1170 | Sølna | Kraftverk | 0.38 | 1916-01-01 | 2016 | Ute av drift | 2026-10-12
1634 | 1883 | Sølna | Kraftverk | 5.35 | 2016-08-31 |  | Idrift | 2026-10-12
1635 | 1680 | Søndeled | Kraftverk | 0.51 | 1956-01-01 | 2007 | Ute av drift | 2026-10-12
1636 | 1422 | Sønnå H | Kraftverk | 212.4 | 2008-07-11 |  | Idrift | 2026-10-12
1637 | 1421 | Sønnå L | Kraftverk | 62.5 | 2008-07-11 |  | Idrift | 2026-10-12
1638 | 1613 | Sønsteby | Kraftverk | 0.1 | 2010-12-02 |  | Idrift | 2026-10-12
1639 | 425 | Sørbrandal | Kraftverk | 9.5 | 1951-01-01 |  | Idrift | 2026-10-12
1640 | 1505 | Sørdalen | Kraftverk | 0.55 | 2009-12-10 |  | Idrift | 2026-10-12
1641 | 1322 | Sørdalselva | Kraftverk | 1.15 | 2008-02-09 |  | Idrift | 2026-10-12
1642 | 1860 | Sørdalselva | Kraftverk | 2.7 | 2017-04-21 |  | Idrift | 2026-10-12
1643 | 426 | Sørfjord | Kraftverk | 4.8 | 1920-01-01 | 1982 | Ute av drift | 2026-10-12
1644 | 427 | Sørfjord I | Kraftverk | 75 | 1983-01-15 |  | Idrift | 2026-10-12
1645 | 428 | Sørfjord II | Kraftverk | 4 | 1983-01-01 |  | Idrift | 2026-10-12
1646 | 851 | Sørfjordkraft | Kraftverk | 0.7 | 1988-01-01 |  | Idrift | 2026-10-12
1647 | 594 | Sør-Forså | Kraftverk | 1.1 | 1985-01-27 |  | Idrift | 2026-10-12
1648 | 993 | Sørmeland | Kraftverk | 0.0075 | 2003-01-01 |  | Idrift | 2026-10-12
1649 | 1261 | Søråi (Momrak) | Kraftverk | 0.035 | 2000-01-01 |  | Idrift | 2026-10-12
1650 | 1938 | Søråni | Kraftverk | 7.7 | 2019-09-27 |  | Idrift | 2026-10-12
1651 | 1073 | Søtvik | Kraftverk | 0.09 | 2005-01-01 |  | Idrift | 2026-10-12
1652 | 429 | Såheim | Kraftverk | 189 | 1959-01-01 |  | Idrift | 2026-10-12
1653 | 430 | Tafjord 1 | Kraftverk | 25 | 1989-06-19 |  | Idrift | 2026-10-12
1654 | 431 | Tafjord 2 | Kraftverk | 29.5 | 1952-01-31 |  | Idrift | 2026-10-12
1655 | 432 | Tafjord 3 | Kraftverk | 22 | 1958-09-16 |  | Idrift | 2026-10-12
1656 | 433 | Tafjord 4 | Kraftverk | 110 | 1968-11-21 |  | Idrift | 2026-10-12
1657 | 434 | Tafjord 5 | Kraftverk | 93 | 1982-01-28 |  | Idrift | 2026-10-12
1658 | 736 | Tafjord 6 | Kraftverk | 1.8 | 1994-08-21 |  | Idrift | 2026-10-12
1659 | 1222 | Tafjord 7 (Fagerbotnvatn) | Kraftverk | 1.1 | 2006-09-15 |  | Idrift | 2026-10-12
1660 | 1221 | Tafjord 7 (Fetvatn) | Kraftverk | 2.15 | 2006-09-01 |  | Idrift | 2026-10-12
1661 | 1750 | Tafjord 8 | Kraftverk | 2.8 | 2013-10-10 |  | Idrift | 2026-10-12
1662 | 1339 | Takle | Kraftverk | 0.99 | 2000-02-25 |  | Idrift | 2026-10-12
1663 | 1075 | Tapstad | Kraftverk | 0.09 | 2005-10-19 |  | Idrift | 2026-10-12
1664 | 435 | Taraldsvik | Kraftverk | 1.5 | 1986-01-01 |  | Idrift | 2026-10-12
1665 | 1533 | Teitafossen | Kraftverk | 0.89 | 2009-07-10 |  | Idrift | 2026-10-12
1666 | 437 | Teksdal | Kraftverk | 2.5 | 1943-03-01 |  | Idrift | 2026-10-12
1667 | 1022 | Tendeland | Kraftverk | 0.022 | 1995-01-01 |  | Idrift | 2026-10-12
1668 | 1952 | Tenneelva | Kraftverk | 3.4 | 2018-12-20 |  | Idrift | 2026-10-12
1669 | 438 | Tennesvatn | Kraftverk | 1.5 | 1937-01-01 |  | Idrift | 2026-10-12
1670 | 2075 | Terråk | Kraftverk | 2.1 | 2021-12-17 |  | Idrift | 2026-10-12
1671 | 1925 | Tesgjolo | Kraftverk | 0.99 | 2018-01-25 |  | Idrift | 2026-10-12
1672 | 1650 | Tesra | Kraftverk | 0.22 | 2011-09-12 |  | Idrift | 2026-10-12
1673 | 620 | Tevla | Pumpekraftverk | 49.6 | 1994-04-19 |  | Idrift | 2026-10-12
1674 | 1632 | Thue | Kraftverk | 0.075 | 2011-09-15 |  | Idrift | 2026-10-12
1675 | 1922 | Timbra | Kraftverk | 2.9 | 2018-05-01 |  | Idrift | 2026-10-12
1676 | 2096 | Tindåga | Kraftverk | 2.86 | 2024-10-23 |  | Idrift | 2026-10-12
1677 | 439 | Tinfos I | Kraftverk | 41 | 1955-01-01 |  | Idrift | 2026-10-12
1678 | 1431 | Tinfos II | Kraftverk | 3.5 | 1912-01-01 |  | Idrift | 2026-10-12
1679 | 1399 | Tinnkraft | Kraftverk | 2.3 | 2008-05-18 |  | Idrift | 2026-10-12
1680 | 1605 | Tisjøen | Kraftverk | 0.075 | 2009-08-17 |  | Idrift | 2026-10-12
1681 | 1792 | Tisleifjord | Kraftverk | 1.65 | 2014-10-24 |  | Idrift | 2026-10-12
1682 | 441 | Tistedalsfoss | Kraftverk | 20 | 1955-11-15 |  | Idrift | 2026-10-12
1683 | 440 | Tistedalsfoss I | Kraftverk | 3.2 | 1908-01-01 | 2003 | Ute av drift | 2026-10-12
1684 | 442 | Tjodan | Kraftverk | 110 | 1984-12-13 |  | Idrift | 2026-10-12
1685 | 443 | Tjodanpollen | Pumpe | -3.5 | 1985-01-01 |  | Idrift | 2026-10-12
1686 | 755 | Tjønna | Pumpe | -0.2 | 1995-01-01 |  | Idrift | 2026-10-12
1687 | 444 | Tjønnefoss | Kraftverk | 6 | 1966-01-01 |  | Idrift | 2026-10-12
1688 | 445 | Tjørhom | Kraftverk | 120 | 1973-07-06 |  | Idrift | 2026-10-12
1689 | 1557 | Tjørn I | Kraftverk | 0.155 | 2011-01-08 |  | Idrift | 2026-10-12
1690 | 1737 | Tjørn II | Kraftverk | 0.045 | 2011-01-08 |  | Idrift | 2026-10-12
1691 | 1254 | Tjøstheim | Kraftverk | 4.16 | 2005-11-25 |  | Idrift | 2026-10-12
1692 | 1476 | Tjøtaelva | Kraftverk | 2.3 | 2011-05-13 |  | Idrift | 2026-10-12
1693 | 1977 | Todøla | Kraftverk | 3.2 | 2019-06-10 |  | Idrift | 2026-10-12
1694 | 1967 | Tokagjelet | Kraftverk | 26.5 | 2022-08-15 |  | Idrift | 2026-10-12
1695 | 2081 | Tokheimselva | Kraftverk | 8.39 | 2025-02-28 |  | Idrift | 2026-10-12
1696 | 446 | Tokke | Kraftverk | 430 | 1961-08-22 |  | Idrift | 2026-10-12
1697 | 447 | Toklev | Kraftverk | 4.8 | 1921-01-01 |  | Idrift | 2026-10-12
1698 | 1949 | Tolga | Kraftverk | 43.1 | 2021-04-08 |  | Idrift | 2026-10-12
1699 | 448 | Tonstad | Kraftverk | 960 | 1968-06-26 |  | Idrift | 2026-10-12
1700 | 1150 | Tore Holmen | Kraftverk | 0.004 | 1998-01-01 |  | Idrift | 2026-10-12
1701 | 987 | Torjul | Kraftverk | 0.036 | 1995-01-01 |  | Idrift | 2026-10-12
1702 | 558 | Torpa | Kraftverk | 150 | 1989-12-14 |  | Idrift | 2026-10-12
1703 | 1624 | Torsnes | Kraftverk | 9.1 | 2013-09-18 |  | Idrift | 2026-10-12
1704 | 1683 | Torvikelva | Kraftverk | 1.237 | 2012-09-04 |  | Idrift | 2026-10-12
1705 | 1857 | Tosdalen | Kraftverk | 19.3 | 2017-02-09 |  | Idrift | 2026-10-12
1706 | 2168 | Toskhommen | Kraftverk | 0.01 | 2023-04-01 |  | Idrift | 2026-10-12
1707 | 1775 | Tossevikelva | Kraftverk | 2.6 | 2014-10-03 |  | Idrift | 2026-10-12
1708 | 436 | Tou | Kraftverk | 1.1 | 1987-09-16 |  | Idrift | 2026-10-12
1709 | 449 | Toverud | Kraftverk | 6 | 1989-01-01 |  | Idrift | 2026-10-12
1710 | 1238 | Trandal | Kraftverk | 8 | 2005-12-20 |  | Idrift | 2026-10-12
1711 | 1947 | Traudalen | Kraftverk | 0.99 | 2018-11-21 |  | Idrift | 2026-10-12
1712 | 1295 | Tredal | Kraftverk | 0.8 | 2007-02-27 |  | Idrift | 2026-10-12
1713 | 451 | Trengereid | Kraftverk | 3.5 | 1996-06-14 |  | Idrift | 2026-10-12
1714 | 1053 | Trodla-Tysdal | Kraftverk | 0.015 | 1990-01-01 |  | Idrift | 2026-10-12
1715 | 1237 | Trollelva | Kraftverk | 1.25 | 2006-04-06 |  | Idrift | 2026-10-12
1716 | 452 | Trollfjord I | Kraftverk | 3.2 | 2002-12-01 |  | Idrift | 2026-10-12
1717 | 453 | Trollfjord II | Kraftverk | 1.3999 | 1956-01-01 |  | Idrift | 2026-10-12
1718 | 454 | Trollheim | Kraftverk | 126.6 | 1968-09-27 |  | Idrift | 2026-10-12
1719 | 1035 | Trollkraft | Kraftverk | 0.18 | 2001-01-01 |  | Idrift | 2026-10-12
1720 | 2019 | Trollvikelva | Kraftverk | 7.7 | 2021-01-13 |  | Idrift | 2026-10-12
1721 | 2154 | Trongstadlia | Kraftverk | 4.3 |  |  | Under bygging | 2026-10-12
1722 | 1858 | Tronstad | Kraftverk | 1.26 | 2012-10-18 |  | Idrift | 2026-10-12
1723 | 1029 | Trontveit | Kraftverk | 0.11 | 1996-01-01 | 2019 | Ute av drift | 2026-10-12
1724 | 1959 | Trontveitåna | Kraftverk | 1.24 | 2019-05-08 |  | Idrift | 2026-10-12
1725 | 455 | Tryland | Kraftverk | 5.4 | 1921-02-02 |  | Idrift | 2026-10-12
1726 | 456 | Trysilfossen | Kraftverk | 4.2 | 1980-01-01 |  | Idrift | 2026-10-12
1727 | 450 | Trælandsfos | Kraftverk | 10 | 1917-06-30 |  | Idrift | 2026-10-12
1728 | 1451 | Tua | Kraftverk | 1.8 | 2010-04-20 |  | Idrift | 2026-10-12
1729 | 1644 | Tuddal | Kraftverk | 1.599 | 2011-10-19 |  | Idrift | 2026-10-12
1730 | 2097 | Tufteelva | Kraftverk | 6.6 | 2023-06-07 |  | Idrift | 2026-10-12
1731 | 2053 | Tungremmen | Kraftverk | 3.4 | 2022-04-27 |  | Idrift | 2026-10-12
1732 | 457 | Tunnsjø | Kraftverk | 30.4 | 1963-09-11 |  | Idrift | 2026-10-12
1733 | 458 | Tunnsjødal | Kraftverk | 176 | 1963-08-08 |  | Idrift | 2026-10-12
1734 | 459 | Tunnsjøfoss | Kraftverk | 8.5 | 1986-10-10 |  | Idrift | 2026-10-12
1735 | 460 | Turifoss | Kraftverk | 2.8 | 1908-01-01 | 1995 | Ute av drift | 2026-10-12
1736 | 461 | Tussa | Kraftverk | 64 | 1961-01-01 |  | Idrift | 2026-10-12
1737 | 462 | Tveit | Kraftverk | 0.95 | 1982-07-01 |  | Idrift | 2026-10-12
1738 | 884 | Tveit | Kraftverk | 0.36 | 1997-01-01 |  | Idrift | 2026-10-12
1739 | 771 | Tveitafoss | Kraftverk | 5.5 | 1990-01-01 |  | Idrift | 2026-10-12
1740 | 1446 | Tveitaskar | Kraftverk | 4.2 | 2009-11-03 |  | Idrift | 2026-10-12
1741 | 1658 | Tveitelva | Kraftverk | 3.3 | 2011-07-11 |  | Idrift | 2026-10-12
1742 | 1186 | Tveitelvfallet | Kraftverk | 0.1 | 1997-01-01 |  | Idrift | 2026-10-12
1743 | 1039 | Tveiten | Kraftverk | 0.037 | 2004-06-03 |  | Idrift | 2026-10-12
1744 | 464 | Tveitereidfoss | Kraftverk | 2.6 | 1955-01-01 |  | Idrift | 2026-10-12
1745 | 832 | Tveiteåno | Kraftverk | 1.45 | 2005-09-08 |  | Idrift | 2026-10-12
1746 | 1988 | Tverrdalselvi | Kraftverk | 6.03 | 2020-01-30 |  | Idrift | 2026-10-12
1747 | 850 | Tverrelva | Kraftverk | 0.3 | 1985-01-01 |  | Idrift | 2026-10-12
1748 | 1875 | Tverrelva | Kraftverk | 4.98 | 2017-04-07 |  | Idrift | 2026-10-12
1749 | 2153 | Tverrelva | Kraftverk | 3.2 | 2024-12-05 |  | Idrift | 2026-10-12
1750 | 2072 | Tverrelvi | Kraftverk | 4.64 | 2022-06-09 |  | Idrift | 2026-10-12
1751 | 2181 | Tverrelvi | Kraftverk | 9.99 | 2025-06-12 |  | Idrift | 2026-10-12
1752 | 1812 | Tverrgjuvlo | Kraftverk | 5.7 | 2016-04-13 |  | Idrift | 2026-10-12
1753 | 463 | Tverrvatn | Pumpe | -1.2 | 1969-01-01 |  | Idrift | 2026-10-12
1754 | 1799 | Tverråa | Kraftverk | 0.93 | 2015-01-14 |  | Idrift | 2026-10-12
1755 | 1855 | Tverråa | Kraftverk | 4.7 | 2018-05-09 |  | Idrift | 2026-10-12
1756 | 1725 | Tverråga | Kraftverk | 2.9 | 2014-01-30 |  | Idrift | 2026-10-12
1757 | 1824 | Tverråna | Kraftverk | 3.26 | 2016-06-01 |  | Idrift | 2026-10-12
1758 | 1843 | Tverråni | Kraftverk | 3 | 2016-05-21 |  | Idrift | 2026-10-12
1759 | 919 | Tverå | Kraftverk | 0.956 | 2004-01-01 |  | Idrift | 2026-10-12
1760 | 465 | Tya | Kraftverk | 32 | 1964-01-01 |  | Idrift | 2026-10-12
1761 | 466 | Tyin | Kraftverk | 192 | 1944-01-01 | 2004 | Ute av drift | 2026-10-12
1762 | 815 | Tyin | Kraftverk | 374 | 2004-01-01 |  | Idrift | 2026-10-12
1763 | 2065 | Tynjadalen | Kraftverk | 9.6 | 2022-04-17 |  | Idrift | 2026-10-12
1764 | 1193 | Tynna | Kraftverk | 0.07 | 1913-01-01 |  | Idrift | 2026-10-12
1765 | 467 | Tyria 1 | Kraftverk | 3.3 | 1949-01-01 |  | Idrift | 2026-10-12
1766 | 468 | Tyria 2 | Kraftverk | 2.2 | 1958-01-01 |  | Idrift | 2026-10-12
1767 | 1861 | Tysseelva | Kraftverk | 5.55 | 2017-11-08 |  | Idrift | 2026-10-12
1768 | 976 | Tyssefossen | Kraftverk | 2.8 | 1941-07-01 |  | Idrift | 2026-10-12
1769 | 1258 | Tyssehøl | Pumpe | -0.5 | 2001-01-01 |  | Idrift | 2026-10-12
1770 | 789 | Tysseland | Kraftverk | 4.8 | 2002-01-01 |  | Idrift | 2026-10-12
1771 | 802 | Tysso I | Kraftverk | 89 | 1908-01-01 | 1989 | Ute av drift | 2026-10-12
1772 | 470 | Tysso II | Kraftverk | 224 | 1967-01-15 |  | Idrift | 2026-10-12
1773 | 1718 | Tyttebærelva | Kraftverk | 1.46 | 2014-08-06 |  | Idrift | 2026-10-12
1774 | 1203 | Tømmerdal | Kraftverk | 0.99 | 2002-02-15 |  | Idrift | 2026-10-12
1775 | 1198 | Tørnes | Kraftverk | 0.055 | 1930-01-01 | 2024 | Ute av drift | 2026-10-12
1776 | 1106 | Tørrbekken | Kraftverk | 0.7 | 2010-01-01 |  | Idrift | 2026-10-12
1777 | 2036 | Tørvi | Kraftverk | 0.08 | 2020-12-03 |  | Idrift | 2026-10-12
1778 | 471 | Tøsse | Kraftverk | 3.5 | 1981-08-19 |  | Idrift | 2026-10-12
1779 | 1229 | Ufysja | Kraftverk | 1.5 | 2005-12-15 |  | Idrift | 2026-10-12
1780 | 1530 | Ugedal | Kraftverk | 0.54 | 2006-03-20 |  | Idrift | 2026-10-12
1781 | 2175 | Ula | Kraftverk | 5 | 2026-06-24 |  | Idrift | 2026-10-12
1782 | 848 | Uleberg | Kraftverk | 9.4 | 2006-03-30 |  | Idrift | 2026-10-12
1783 | 472 | Ulefoss | Kraftverk | 2.1 | 1931-01-01 |  | Idrift | 2026-10-12
1784 | 473 | Ulefoss | Kraftverk | 6.4 | 1963-04-01 |  | Idrift | 2026-10-12
1785 | 1823 | Ullestad | Kraftverk | 5.42 | 2016-03-01 |  | Idrift | 2026-10-12
1786 | 474 | Ulset | Kraftverk | 35 | 1985-03-01 |  | Idrift | 2026-10-12
1787 | 475 | Ulsteindal | Kraftverk | 1.3 | 2001-01-01 |  | Idrift | 2026-10-12
1788 | 476 | Ulvik I | Kraftverk | 1.3999 | 1921-01-01 |  | Idrift | 2026-10-12
1789 | 477 | Ulvik II | Kraftverk | 20 | 1974-08-20 |  | Idrift | 2026-10-12
1790 | 627 | Ulvilla | Kraftverk | 1.1 | 1989-11-20 |  | Idrift | 2026-10-12
1791 | 478 | Ulvund | Kraftverk | 19.5 | 1939-11-01 |  | Idrift | 2026-10-12
1792 | 1205 | Undfossen | Kraftverk | 0.84 | 1995-10-18 |  | Idrift | 2026-10-12
1793 | 918 | Unhjemskraft | Kraftverk | 0.9 | 2004-10-22 |  | Idrift | 2026-10-12
1794 | 1645 | Unkervatn | Kraftverk | 0.21 | 2008-06-19 |  | Idrift | 2026-10-12
1795 | 1508 | Urdsdalselva | Kraftverk | 2.8 | 2012-05-15 |  | Idrift | 2026-10-12
1796 | 1352 | Urke | Kraftverk | 8 | 2008-05-11 |  | Idrift | 2026-10-12
1797 | 837 | Urlandåga | Kraftverk | 1.6 | 2005-01-10 |  | Idrift | 2026-10-12
1798 | 1448 | Usma | Kraftverk | 5.49 | 2010-04-13 |  | Idrift | 2026-10-12
1799 | 1734 | Usma | Kraftverk | 9.98 | 2013-10-21 |  | Idrift | 2026-10-12
1800 | 480 | Usta | Kraftverk | 205.22 | 1965-10-18 |  | Idrift | 2026-10-12
1801 | 481 | Ustekveikja | Kraftverk | 36.5 | 1983-01-02 |  | Idrift | 2026-10-12
1802 | 1156 | Uthusbekken | Kraftverk | 0.009 | 2000-01-01 | 2024 | Ute av drift | 2026-10-12
1803 | 958 | Utigardselva | Kraftverk | 0.1 | 2005-03-24 |  | Idrift | 2026-10-12
1804 | 1118 | Utistubekken | Kraftverk | 0.025 | 1995-01-01 |  | Idrift | 2026-10-12
1805 | 1636 | Utne | Kraftverk | 0.4 | 2008-02-04 |  | Idrift | 2026-10-12
1806 | 2014 | Utvik | Kraftverk | 5.8 | 2021-10-14 |  | Idrift | 2026-10-12
1807 | 959 | Utvik I | Kraftverk | 0.16 | 1929-01-01 | 2017 | Ute av drift | 2026-10-12
1808 | 960 | Utvik II | Kraftverk | 0.42 | 1948-01-01 | 2017 | Ute av drift | 2026-10-12
1809 | 961 | Utvik III | Kraftverk | 0.63 | 1978-01-01 | 2017 | Ute av drift | 2026-10-12
1810 | 861 | Uvdal | Kraftverk | 0.037 | 1993-01-01 |  | Idrift | 2026-10-12
1811 | 482 | Uvdal 1 | Kraftverk | 90 | 1967-09-20 |  | Idrift | 2026-10-12
1812 | 483 | Uvdal 2 | Kraftverk | 40 | 1967-09-20 |  | Idrift | 2026-10-12
1813 | 1219 | Vada | Kraftverk | 0.35 | 2003-01-01 |  | Idrift | 2026-10-12
1814 | 484 | Vafos | Kraftverk | 4.89 | 2008-01-01 |  | Idrift | 2026-10-12
1815 | 1773 | Vaka | Kraftverk | 1.55 | 2014-05-09 |  | Idrift | 2026-10-12
1816 | 2087 | Vakkerjordvatnet | Pumpe | -1.6 | 2022-05-10 |  | Idrift | 2026-10-12
1817 | 1958 | Vaksvik | Kraftverk | 7.74 | 2019-02-13 |  | Idrift | 2026-10-12
1818 | 2013 | Valdra | Kraftverk | 3.5 | 2020-05-07 |  | Idrift | 2026-10-12
1819 | 2051 | Valedalen | Kraftverk | 1.2 | 2021-02-24 |  | Idrift | 2026-10-12
1820 | 486 | Valen | Kraftverk | 3.8 | 2008-08-05 |  | Idrift | 2026-10-12
1821 | 1496 | Valgermo Giskemo | Kraftverk | 0.98 | 2010-05-03 |  | Idrift | 2026-10-12
1822 | 1778 | Valken | Kraftverk | 9.2 | 2015-12-01 |  | Idrift | 2026-10-12
1823 | 1466 | Vallestadfossen | Kraftverk | 0.92 | 2006-01-01 |  | Idrift | 2026-10-12
1824 | 487 | Valsøyfjord | Kraftverk | 4.277 | 1942-01-01 |  | Idrift | 2026-10-12
1825 | 1573 | Valvatn | Kraftverk | 1 | 2010-12-21 |  | Idrift | 2026-10-12
1826 | 1769 | Valåe | Kraftverk | 1.93 | 2014-11-27 |  | Idrift | 2026-10-12
1827 | 488 | Vamma | Kraftverk | 344 | 1915-04-01 |  | Idrift | 2026-10-12
1828 | 1821 | Vangjolo | Kraftverk | 9.5 | 2018-07-31 |  | Idrift | 2026-10-12
1829 | 490 | Vangpollen | Kraftverk | 3.5 | 1942-01-01 |  | Idrift | 2026-10-12
1830 | 1410 | Vanndøla | Kraftverk | 3.8 | 2008-05-29 |  | Idrift | 2026-10-12
1831 | 1397 | Vannebo | Kraftverk | 0.785 | 1914-01-31 |  | Idrift | 2026-10-12
1832 | 1013 | Vanvik | Kraftverk | 0.27 | 2003-01-01 |  | Idrift | 2026-10-12
1833 | 1169 | Varalden | Kraftverk | 0.6 | 1985-12-15 |  | Idrift | 2026-10-12
1834 | 928 | Vartdal | Kraftverk | 0.46 | 1934-01-01 |  | Idrift | 2026-10-12
1835 | 2171 | Vassbakke | Kraftverk | 1.25 |  |  | Under bygging | 2026-10-12
1836 | 2027 | Vassbrekka | Kraftverk | 6.8 | 2021-11-29 |  | Idrift | 2026-10-12
1837 | 1503 | Vassdalselva | Kraftverk | 0.32 | 2008-04-09 |  | Idrift | 2026-10-12
1838 | 1950 | Vassenden | Kraftverk | 8.56 | 2019-07-19 |  | Idrift | 2026-10-12
1839 | 1379 | Vassfossen | Kraftverk | 5.5 | 2008-04-15 |  | Idrift | 2026-10-12
1840 | 491 | Vassli | Pumpe | -10 | 1973-01-01 |  | Idrift | 2026-10-12
1841 | 956 | Vasstaket | Kraftverk | 0.65 | 2000-12-17 |  | Idrift | 2026-10-12
1842 | 1646 | Vasstøl | Kraftverk | 4.85 | 2012-06-20 |  | Idrift | 2026-10-12
1843 | 1767 | Vassvikelva | Kraftverk | 2.77 | 2015-05-20 |  | Idrift | 2026-10-12
1844 | 824 | Vatn 1012 | Pumpe | -0.56 | 2004-01-01 |  | Idrift | 2026-10-12
1845 | 758 | Vatn 462 | Pumpe | -0.3 | 1996-01-01 |  | Idrift | 2026-10-12
1846 | 492 | Vatne | Kraftverk | 3 | 1987-10-01 |  | Idrift | 2026-10-12
1847 | 795 | Vedeld | Kraftverk | 3.9 | 2003-10-01 |  | Idrift | 2026-10-12
1848 | 1957 | Veiski | Kraftverk | 6.6 | 2021-02-18 |  | Idrift | 2026-10-12
1849 | 788 | Veiteberg | Kraftverk | 2.07 | 2001-06-13 |  | Idrift | 2026-10-12
1850 | 1430 | Veiåni | Kraftverk | 0.75 | 2008-11-06 |  | Idrift | 2026-10-12
1851 | 1433 | Veka | Kraftverk | 3 | 2009-04-10 |  | Idrift | 2026-10-12
1852 | 1306 | Vekveselva | Kraftverk | 0.075 | 2007-01-01 | 2017 | Ute av drift | 2026-10-12
1853 | 493 | Vemork | Kraftverk | 204 | 1971-01-01 |  | Idrift | 2026-10-12
1854 | 1393 | Vemork | Kraftverk | 132 | 1911-01-01 | 1971 | Ute av drift | 2026-10-12
1855 | 494 | Vemundsbotn | Kraftverk | 45 | 1976-12-12 |  | Idrift | 2026-10-12
1856 | 1307 | Vengåa | Kraftverk | 0.762 | 2007-01-01 | 2007 | Ute av drift | 2026-10-12
1857 | 1891 | Vengåa | Kraftverk | 4.55 | 2018-09-06 |  | Idrift | 2026-10-12
1858 | 1757 | Venna | Kraftverk | 2.8 | 2013-12-02 |  | Idrift | 2026-10-12
1859 | 2105 | Veringsåe | Kraftverk | 1.82 | 2022-12-14 |  | Idrift | 2026-10-12
1860 | 1043 | Verja | Kraftverk | 0.24 | 2004-01-01 |  | Idrift | 2026-10-12
1861 | 1682 | Verket | Kraftverk | 0.425 | 1951-01-01 |  | Idrift | 2026-10-12
1862 | 965 | Verksfossen | Kraftverk | 0.4 | 2002-01-01 |  | Idrift | 2026-10-12
1863 | 2163 | Vesla | Kraftverk | 3.5 |  |  | Under bygging | 2026-10-12
1864 | 1991 | Vesle Kjela | Kraftverk | 8.5 | 2021-02-11 |  | Idrift | 2026-10-12
1865 | 1601 | Veslefallet | Kraftverk | 4.9 | 2010-04-20 |  | Idrift | 2026-10-12
1866 | 1391 | Vesleåni | Kraftverk | 1.65 | 2009-08-11 |  | Idrift | 2026-10-12
1867 | 496 | Vessingfoss | Kraftverk | 40 | 1971-01-01 |  | Idrift | 2026-10-12
1868 | 497 | Vestbakken | Kraftverk | 1.2 | 1983-01-01 |  | Idrift | 2026-10-12
1869 | 498 | Vestfossen | Kraftverk | 2.8 | 1984-01-01 |  | Idrift | 2026-10-12
1870 | 1784 | Vestre Neset | Kraftverk | 1.464 | 2014-08-20 |  | Idrift | 2026-10-12
1871 | 764 | Vestrebotn | Kraftverk | 2.8 | 1999-09-03 |  | Idrift | 2026-10-12
1872 | 1565 | Viddal | Kraftverk | 5.49 | 2012-04-19 |  | Idrift | 2026-10-12
1873 | 500 | Viervatn | Pumpe | -1.2 | 1987-01-01 |  | Idrift | 2026-10-12
1874 | 501 | Vigelandsfoss | Kraftverk | 26 | 1973-01-01 |  | Idrift | 2026-10-12
1875 | 1675 | Vigga | Kraftverk | 0.04 | 2009-01-01 |  | Idrift | 2026-10-12
1876 | 502 | Vik | Kraftverk | 1.2 | 1952-10-25 |  | Idrift | 2026-10-12
1877 | 1633 | Vik | Kraftverk | 1.52 | 2011-02-02 |  | Idrift | 2026-10-12
1878 | 1628 | Vika | Kraftverk | 1.1 | 2007-04-26 |  | Idrift | 2026-10-12
1879 | 1909 | Vika | Kraftverk | 0.099 | 2008-01-01 |  | Idrift | 2026-10-12
1880 | 1417 | Vikaelva | Kraftverk | 4.14 | 2008-09-17 |  | Idrift | 2026-10-12
1881 | 1743 | Vikaelva | Kraftverk | 5.4 | 2013-09-05 |  | Idrift | 2026-10-12
1882 | 1629 | Vikaåne | Kraftverk | 1.25 | 2011-11-30 |  | Idrift | 2026-10-12
1883 | 920 | Vikdalskraft | Kraftverk | 1.1 | 2001-05-10 |  | Idrift | 2026-10-12
1884 | 1467 | Viken | Kraftverk | 0.227 | 2008-05-20 |  | Idrift | 2026-10-12
1885 | 798 | Vikeså | Kraftverk | 4.4 | 2003-10-06 |  | Idrift | 2026-10-12
1886 | 1231 | Vindedal | Kraftverk | 5.4 | 2005-11-10 |  | Idrift | 2026-10-12
1887 | 914 | Vinjadalen | Kraftverk | 0.075 | 1933-01-01 |  | Idrift | 2026-10-12
1888 | 503 | Vinje | Kraftverk | 300 | 1964-12-14 |  | Idrift | 2026-10-12
1889 | 504 | Vinkelfallet | Kraftverk | 7.1 | 1983-06-29 |  | Idrift | 2026-10-12
1890 | 1240 | Virak | Kraftverk | 1.4 | 2005-06-12 |  | Idrift | 2026-10-12
1891 | 1462 | Virakelva | Kraftverk | 5 | 2009-04-27 |  | Idrift | 2026-10-12
1892 | 1098 | Vistvik | Kraftverk | 0.2 | 1995-01-01 |  | Idrift | 2026-10-12
1893 | 505 | Vittingfoss | Kraftverk | 33.5 | 1919-01-01 |  | Idrift | 2026-10-12
1894 | 506 | Viulfoss | Kraftverk | 12.5 | 1958-07-01 |  | Idrift | 2026-10-12
1895 | 1746 | Voldsetelva | Kraftverk | 4.942 | 2013-08-08 |  | Idrift | 2026-10-12
1896 | 1712 | Vollabekken | Kraftverk | 0.99 | 2012-03-28 |  | Idrift | 2026-10-12
1897 | 1002 | Vollakvernfallet | Kraftverk | 0.15 | 2000-01-01 |  | Idrift | 2026-10-12
1898 | 1119 | Vollselva | Kraftverk | 0.006 | 2004-01-01 |  | Idrift | 2026-10-12
1899 | 1026 | Vorma | Kraftverk | 1.59 | 1939-04-30 |  | Idrift | 2026-10-12
1900 | 1822 | Vossedalselvi | Kraftverk | 7.1 | 2017-05-22 |  | Idrift | 2026-10-12
1901 | 507 | Vrangfoss | Kraftverk | 36 | 1962-05-15 |  | Idrift | 2026-10-12
1902 | 508 | Vrenga | Kraftverk | 13 | 1960-01-10 |  | Idrift | 2026-10-12
1903 | 1316 | Vuttudal | Kraftverk | 0.09 | 2005-01-01 |  | Idrift | 2026-10-12
1904 | 1819 | Væla | Kraftverk | 0.9 | 2015-07-08 |  | Idrift | 2026-10-12
1905 | 1455 | Vågaåna | Kraftverk | 3.3 | 2012-12-22 |  | Idrift | 2026-10-12
1906 | 921 | Våge | Kraftverk | 0.099 | 2003-01-01 |  | Idrift | 2026-10-12
1907 | 1324 | Vaage | Kraftverk | 0.49 | 2007-05-14 |  | Idrift | 2026-10-12
1908 | 1353 | Vågen | Kraftverk | 4.9 | 2007-10-23 |  | Idrift | 2026-10-12
1909 | 1526 | Vågen | Kraftverk | 0.39 | 2008-04-09 |  | Idrift | 2026-10-12
1910 | 2189 | Våtvollelva | Kraftverk | 1.27 |  |  | Under bygging | 2026-10-12
1911 | 971 | Warå Mølle | Kraftverk | 0.075 | 1999-01-01 | 2010 | Ute av drift | 2026-10-12
1912 | 509 | Ylja | Kraftverk | 65 | 1973-12-19 |  | Idrift | 2026-10-12
1913 | 1401 | Ytre Alsåker | Kraftverk | 5.25 | 2008-10-06 |  | Idrift | 2026-10-12
1914 | 843 | Ytre Matre | Kraftverk | 3.3 | 2006-03-17 |  | Idrift | 2026-10-12
1915 | 2020 | Ytre Oppedal | Kraftverk | 3.44 | 2021-06-07 |  | Idrift | 2026-10-12
1916 | 1274 | Ytteråa | Kraftverk | 0.27 | 2003-01-01 |  | Idrift | 2026-10-12
1917 | 510 | Øgreyfoss | Kraftverk | 15.2 | 1969-01-01 |  | Idrift | 2026-10-12
1918 | 511 | Øksenelvane | Kraftverk | 28 | 1953-12-13 |  | Idrift | 2026-10-12
1919 | 946 | Økslandselv | Kraftverk | 0.691 | 1999-01-01 |  | Idrift | 2026-10-12
1920 | 1536 | Økstra | Kraftverk | 0.58 | 2009-09-19 |  | Idrift | 2026-10-12
1921 | 512 | Øljusjøen | Pumpekraftverk | 50 | 1975-01-17 |  | Idrift | 2026-10-12
1922 | 1599 | Ølmedal | Kraftverk | 4.3 | 2010-02-10 |  | Idrift | 2026-10-12
1923 | 1602 | Ølselva | Kraftverk | 0.56 | 2010-04-09 |  | Idrift | 2026-10-12
1924 | 513 | Ørje | Kraftverk | 1.75 | 1942-01-01 |  | Idrift | 2026-10-12
1925 | 1220 | Ørsdalen | Kraftverk | 0.32 | 1945-01-01 | 2014 | Ute av drift | 2026-10-12
1926 | 2117 | Ørsdalen | Kraftverk | 2.9 | 2023-06-07 |  | Idrift | 2026-10-12
1927 | 514 | Ørteren | Kraftverk | 10 | 1966-11-01 |  | Idrift | 2026-10-12
1928 | 1671 | Ørtvatn | Kraftverk | 4.27 | 2012-06-15 |  | Idrift | 2026-10-12
1929 | 887 | Østabø | Kraftverk | 0.23 | 2002-01-01 |  | Idrift | 2026-10-12
1930 | 1894 | Østerbø | Kraftverk | 48 | 2020-09-16 |  | Idrift | 2026-10-12
1931 | 891 | Østerhus | Kraftverk | 0.018 | 2003-01-01 |  | Idrift | 2026-10-12
1932 | 1863 | Østli | Kraftverk | 0.5 | 2016-04-13 |  | Idrift | 2026-10-12
1933 | 1783 | Østre Neset | Kraftverk | 1.639 | 2014-08-20 |  | Idrift | 2026-10-12
1934 | 1667 | Øverdal | Kraftverk | 0.5 | 2012-12-10 |  | Idrift | 2026-10-12
1935 | 2110 | Øvre Alsåker | Kraftverk | 4.8 | 2023-06-06 |  | Idrift | 2026-10-12
1936 | 809 | Øvre Bersåvatn | Kraftverk | 5.5 | 2004-11-09 |  | Idrift | 2026-10-12
1937 | 1008 | Øvre Dørålseter | Kraftverk | 0.05 | 1998-01-01 |  | Idrift | 2026-10-12
1938 | 1127 | Øvre Eiane | Kraftverk | 0.045 | 1999-01-01 | 2017 | Ute av drift | 2026-10-12
1939 | 515 | Øvre Fiskumfoss | Kraftverk | 7.6 | 1976-11-01 |  | Idrift | 2026-10-12
1940 | 2139 | Øvre Foldvik | Kraftverk | 2.066 |  |  | Under bygging | 2026-10-12
1941 | 1815 | Øvre Forsland | Kraftverk | 8.58 | 2015-03-23 |  | Idrift | 2026-10-12
1942 | 1600 | Øvre Kivfallet | Kraftverk | 0.82 | 2009-12-15 |  | Idrift | 2026-10-12
1943 | 2074 | Øvre Kvemma | Kraftverk | 8.4 | 2024-04-25 |  | Idrift | 2026-10-12
1944 | 516 | Øvre Leirfoss | Kraftverk | 3.1 | 2014-01-01 |  | Idrift | 2026-10-12
1945 | 1982 | Øvre Leiråga | Kraftverk | 8.51 | 2020-03-23 |  | Idrift | 2026-10-12
1946 | 517 | Øvre Lindland | Kraftverk | 1.6 | 1949-01-01 | 1999 | Ute av drift | 2026-10-12
1947 | 518 | Øvre Markevatn | Kraftverk | 5 | 1938-01-01 |  | Idrift | 2026-10-12
1948 | 1157 | Øvre Mollisjok | Kraftverk | 0.015 | 1990-01-01 |  | Idrift | 2026-10-12
1949 | 2207 | Øvre Offerdal | Kraftverk | 9.8 |  |  | Under bygging | 2026-10-12
1950 | 519 | Øvre Porsa | Kraftverk | 1.7 | 1962-01-01 |  | Idrift | 2026-10-12
1951 | 2050 | Øvre Russvik | Kraftverk | 5 | 2021-05-28 |  | Idrift | 2026-10-12
1952 | 520 | Øvre Røssåga | Kraftverk | 175 | 1961-04-26 |  | Idrift | 2026-10-12
1953 | 2134 | Øvre Skorilla | Kraftverk | 2.2 | 2024-09-18 |  | Idrift | 2026-10-12
1954 | 2101 | Øvre Storelvi | Kraftverk | 5.3 | 2023-07-05 |  | Idrift | 2026-10-12
1955 | 521 | Øvre Svultingen | Kraftverk | 6.45 | 1941-07-01 |  | Idrift | 2026-10-12
1956 | 522 | Øvre Tessa | Kraftverk | 18.2 | 2025-09-05 |  | Idrift | 2026-10-12
1957 | 2182 | Øvre Tømmerelv | Kraftverk | 5 | 2025-06-13 |  | Idrift | 2026-10-12
1958 | 2203 | Øvre Ullestadåna | Kraftverk | 2.8 | 2026-05-05 |  | Idrift | 2026-10-12
1959 | 523 | Øvre Vinstra | Kraftverk | 140 | 1959-08-26 |  | Idrift | 2026-10-12
1960 | 2068 | Øvre Åssiden | Kraftverk | 0.66 | 2021-12-01 |  | Idrift | 2026-10-12
1961 | 1259 | Øvre Åvella | Kraftverk | 0.43 | 1984-01-01 |  | Idrift | 2026-10-12
1962 | 2042 | Øvrebø | Kraftverk | 3.2 | 2021-12-16 |  | Idrift | 2026-10-12
1963 | 107 | Øvrefoss | Kraftverk | 0.92 | 1949-02-03 |  | Idrift | 2026-10-12
1964 | 2147 | Øvstebø | Kraftverk | 0.02 | 2023-08-01 |  | Idrift | 2026-10-12
1965 | 1713 | Øvstedal | Kraftverk | 1.235 | 2012-11-08 |  | Idrift | 2026-10-12
1966 | 1382 | Øyadalen | Kraftverk | 2 | 2008-11-10 |  | Idrift | 2026-10-12
1967 | 828 | Øyberget | Kraftverk | 99.5 | 2005-06-08 |  | Idrift | 2026-10-12
1968 | 2187 | Øygardselva | Kraftverk | 0.5 | 2025-07-07 |  | Idrift | 2026-10-12
1969 | 1473 | Øynan | Kraftverk | 1.95 | 2010-03-02 |  | Idrift | 2026-10-12
1970 | 1345 | Øyrabekken | Kraftverk | 2 | 2007-01-01 |  | Idrift | 2026-10-12
1971 | 892 | Øystad Mikrokraftverk | Kraftverk | 0.08 | 2004-01-01 |  | Idrift | 2026-10-12
1972 | 524 | Åbjøra | Kraftverk | 95 | 1951-12-02 |  | Idrift | 2026-10-12
1973 | 787 | Ågjølet | Kraftverk | 1.341 | 2002-12-03 |  | Idrift | 2026-10-12
1974 | 1625 | Ågskar | Kraftverk | 2.4 | 2011-07-06 |  | Idrift | 2026-10-12
1975 | 1676 | Åkraelva | Kraftverk | 5.31 | 2013-05-16 |  | Idrift | 2026-10-12
1976 | 1874 | Åkvisla | Kraftverk | 3.6 | 2016-07-01 |  | Idrift | 2026-10-12
1977 | 622 | Ål | Kraftverk | 3.2 | 1914-03-01 |  | Idrift | 2026-10-12
1978 | 1060 | Ålgård | Kraftverk | 0.25 | 1912-01-01 |  | Idrift | 2026-10-12
1979 | 1 | Aall-Ulefoss | Kraftverk | 5.4 | 1948-01-01 |  | Idrift | 2026-10-12
1980 | 1360 | Ålmo | Kraftverk | 0.99 | 2006-10-12 |  | Idrift | 2026-10-12
1981 | 370 | Åmdal | Kraftverk | 21 | 1953-02-04 |  | Idrift | 2026-10-12
1982 | 527 | Åmela | Kraftverk | 34 | 1977-01-01 |  | Idrift | 2026-10-12
1983 | 111 | Åmli-Gjøv | Kraftverk | 18.4 | 1983-09-05 |  | Idrift | 2026-10-12
1984 | 525 | Åmli-Nidelv | Kraftverk | 5.8 | 1983-08-05 |  | Idrift | 2026-10-12
1985 | 526 | Åmot | Kraftverk | 1.8 | 1986-01-01 |  | Idrift | 2026-10-12
1986 | 1726 | Åmot | Kraftverk | 2.2 | 2012-12-19 |  | Idrift | 2026-10-12
1987 | 2017 | Åmotsfoss | Kraftverk | 3.78 | 2021-11-02 |  | Idrift | 2026-10-12
1988 | 528 | Åna-Sira | Kraftverk | 150 | 1971-05-04 |  | Idrift | 2026-10-12
1989 | 1189 | Aaning | Kraftverk | 0.016 | 1999-01-01 |  | Idrift | 2026-10-12
1990 | 1497 | Årdal Nedre | Kraftverk | 2.8 | 2009-10-13 |  | Idrift | 2026-10-12
1991 | 1441 | Årdal Øvre | Kraftverk | 3.5 | 2008-11-13 |  | Idrift | 2026-10-12
1992 | 529 | Årlifoss | Kraftverk | 22.2 | 1989-01-01 |  | Idrift | 2026-10-12
1993 | 1096 | Årskog | Kraftverk | 0.83 | 1996-01-01 |  | Idrift | 2026-10-12
1994 | 948 | Årteigelva | Kraftverk | 0.1303 | 2001-01-01 |  | Idrift | 2026-10-12
1995 | 1411 | Årvik | Kraftverk | 5.25 | 2008-11-05 |  | Idrift | 2026-10-12
1996 | 530 | Årøy | Kraftverk | 90 | 1983-05-01 |  | Idrift | 2026-10-12
1997 | 805 | Årøy 1 | Kraftverk | 3.8 | 1943-12-20 |  | Idrift | 2026-10-12
1998 | 774 | Aas | Kraftverk | 1 | 1998-01-01 |  | Idrift | 2026-10-12
1999 | 1154 | Åsa | Kraftverk | 1.44 | 2012-11-08 |  | Idrift | 2026-10-12
2000 | 753 | Åsebotn | Kraftverk | 15 | 1994-07-01 |  | Idrift | 2026-10-12
2001 | 784 | Åsedøla | Kraftverk | 1.49 | 2001-12-08 |  | Idrift | 2026-10-12
2002 | 1630 | Åselva | Kraftverk | 3.5 | 2011-08-18 |  | Idrift | 2026-10-12
2003 | 1278 | Åsgårdselva | Kraftverk | 0.227 | 2007-02-26 |  | Idrift | 2026-10-12
2004 | 14 | Åskåra 1 | Kraftverk | 85 | 1970-11-13 |  | Idrift | 2026-10-12
2005 | 499 | Åskåra 2 | Kraftverk | 42 | 1973-09-12 |  | Idrift | 2026-10-12
2006 | 531 | Åsmulfoss | Kraftverk | 12 | 1971-11-23 |  | Idrift | 2026-10-12
2007 | 2124 | Aa-Tverrelva | Kraftverk | 6.2 | 2026-03-18 |  | Idrift | 2026-10-12
2008 | 998 | Åvedal | Kraftverk | 0.25 | 2004-01-01 |  | Idrift | 2026-10-12
2009 | 532 | Åvella | Kraftverk | 4.1 | 2009-12-18 |  | Idrift | 2026-10-12

## Register_wind
| key | plant | turbines | kW_each | commissioned | removed | last_seen
0 | 20-69-2008-08-30-None | Bessakerfjellet | 13 | 2300 | 2008-08-30 |  | 2026-10-12
1 | 20-70-2007-09-10-None | Bessakerfjellet | 12 | 2300 | 2007-09-10 |  | 2026-10-12
2 | 72-106-2019-12-19-None | Bjerkreim | 5 | 4200 | 2019-12-19 |  | 2026-10-12
3 | 72-1113-2020-03-31-None | Bjerkreim | 13 | 4200 | 2020-03-31 |  | 2026-10-12
4 | 72-2113-2020-06-12-None | Bjerkreim | 19 | 4200 | 2020-06-12 |  | 2026-10-12
5 | 1088-2308-2021-10-06-None | Buheii | 6 | 4200 | 2021-10-06 |  | 2026-10-12
6 | 1088-2320-2021-10-28-None | Buheii | 3 | 4200 | 2021-10-28 |  | 2026-10-12
7 | 1088-2321-2021-11-22-None | Buheii | 2 | 4200 | 2021-11-22 |  | 2026-10-12
8 | 1088-2322-2021-11-12-None | Buheii | 1 | 4200 | 2021-11-12 |  | 2026-10-12
9 | 1088-2303-2021-09-22-None | Buheii | 7 | 4200 | 2021-09-22 |  | 2026-10-12
10 | 1095-2436-2022-12-18-None | Dønnesfjord | 1 | 2350 | 2022-12-18 |  | 2026-10-12
11 | 1095-2437-2023-01-28-None | Dønnesfjord | 4 | 2350 | 2023-01-28 |  | 2026-10-12
12 | 1095-2438-2022-12-20-None | Dønnesfjord | 1 | 2350 | 2022-12-20 |  | 2026-10-12
13 | 50-85-2017-11-09-None | Egersund | 33 | 3400 | 2017-11-09 |  | 2026-10-12
14 | 37-60-2012-06-01-None | Fakken | 17 | 3000 | 2012-06-01 |  | 2026-10-12
15 | 37-2444-2012-07-31-None | Fakken | 1 | 3000 | 2012-07-31 |  | 2026-10-12
16 | 1-1-1998-07-01-2019-02-27 | Fjeldskår | 5 | 750 | 1998-07-01 | 2019-02-27 | 2026-10-12
17 | 1081-2133-2020-09-29-None | Frøya | 2 | 4200 | 2020-09-29 |  | 2026-10-12
18 | 1081-2205-2020-10-31-None | Frøya | 3 | 4200 | 2020-10-31 |  | 2026-10-12
19 | 1081-2206-2020-09-30-None | Frøya | 1 | 4200 | 2020-09-30 |  | 2026-10-12
20 | 1081-2207-2020-11-30-None | Frøya | 3 | 4200 | 2020-11-30 |  | 2026-10-12
21 | 1081-2208-2020-11-27-None | Frøya | 1 | 4200 | 2020-11-27 |  | 2026-10-12
22 | 1081-2209-2020-12-02-None | Frøya | 1 | 4200 | 2020-12-02 |  | 2026-10-12
23 | 1081-2210-2020-11-26-None | Frøya | 1 | 4200 | 2020-11-26 |  | 2026-10-12
24 | 1081-2211-2020-11-20-None | Frøya | 1 | 4200 | 2020-11-20 |  | 2026-10-12
25 | 1081-2212-2020-11-14-None | Frøya | 1 | 4200 | 2020-11-14 |  | 2026-10-12
26 | 1077-2129-2020-07-22-None | Geitfjellet | 1 | 4200 | 2020-07-22 |  | 2026-10-12
27 | 1077-2139-2020-09-30-None | Geitfjellet | 35 | 4200 | 2020-09-30 |  | 2026-10-12
28 | 1077-2271-2020-12-04-None | Geitfjellet | 7 | 4200 | 2020-12-04 |  | 2026-10-12
29 | 1093-2361-2021-09-17-None | Gismarvik | 1 | 4200 | 2021-09-17 |  | 2026-10-12
30 | 1093-2362-2021-09-20-None | Gismarvik | 1 | 4200 | 2021-09-20 |  | 2026-10-12
31 | 1093-2363-2021-09-06-None | Gismarvik | 1 | 4200 | 2021-09-06 |  | 2026-10-12
32 | 1078-2140-2020-08-18-None | Guleslettene | 1 | 4200 | 2020-08-18 |  | 2026-10-12
33 | 1078-2141-2020-08-20-None | Guleslettene | 1 | 4200 | 2020-08-20 |  | 2026-10-12
34 | 1078-2142-2020-08-17-None | Guleslettene | 1 | 4200 | 2020-08-17 |  | 2026-10-12
35 | 1078-2143-2020-10-27-None | Guleslettene | 1 | 4200 | 2020-10-27 |  | 2026-10-12
36 | 1078-2144-2020-10-10-None | Guleslettene | 1 | 4200 | 2020-10-10 |  | 2026-10-12
37 | 1078-2145-2020-08-14-None | Guleslettene | 1 | 4200 | 2020-08-14 |  | 2026-10-12
38 | 1078-2146-2020-10-17-None | Guleslettene | 1 | 4200 | 2020-10-17 |  | 2026-10-12
39 | 1078-2147-2020-11-18-None | Guleslettene | 1 | 4200 | 2020-11-18 |  | 2026-10-12
40 | 1078-2148-2020-10-20-None | Guleslettene | 1 | 4200 | 2020-10-20 |  | 2026-10-12
41 | 1078-2149-2020-10-17-None | Guleslettene | 1 | 4200 | 2020-10-17 |  | 2026-10-12
42 | 1078-2150-2020-09-10-None | Guleslettene | 1 | 4200 | 2020-09-10 |  | 2026-10-12
43 | 1078-2130-2020-08-17-None | Guleslettene | 1 | 4200 | 2020-08-17 |  | 2026-10-12
44 | 1078-2138-2020-08-19-None | Guleslettene | 1 | 4200 | 2020-08-19 |  | 2026-10-12
45 | 1078-2214-2020-09-19-None | Guleslettene | 1 | 4200 | 2020-09-19 |  | 2026-10-12
46 | 1078-2215-2020-09-17-None | Guleslettene | 1 | 4200 | 2020-09-17 |  | 2026-10-12
47 | 1078-2216-2020-10-22-None | Guleslettene | 1 | 4200 | 2020-10-22 |  | 2026-10-12
48 | 1078-2217-2020-10-22-None | Guleslettene | 1 | 4200 | 2020-10-22 |  | 2026-10-12
49 | 1078-2218-2020-09-26-None | Guleslettene | 1 | 4200 | 2020-09-26 |  | 2026-10-12
50 | 1078-2219-2020-09-16-None | Guleslettene | 1 | 4200 | 2020-09-16 |  | 2026-10-12
51 | 1078-2220-2020-09-15-None | Guleslettene | 1 | 4200 | 2020-09-15 |  | 2026-10-12
52 | 1078-2221-2020-09-12-None | Guleslettene | 1 | 4200 | 2020-09-12 |  | 2026-10-12
53 | 1078-2222-2020-10-21-None | Guleslettene | 1 | 4200 | 2020-10-21 |  | 2026-10-12
54 | 1078-2223-2020-10-23-None | Guleslettene | 1 | 4200 | 2020-10-23 |  | 2026-10-12
55 | 1078-2224-2020-10-22-None | Guleslettene | 1 | 4200 | 2020-10-22 |  | 2026-10-12
56 | 1078-2225-2020-10-22-None | Guleslettene | 1 | 4200 | 2020-10-22 |  | 2026-10-12
57 | 1078-2226-2020-09-28-None | Guleslettene | 1 | 4200 | 2020-09-28 |  | 2026-10-12
58 | 1078-2227-2020-10-19-None | Guleslettene | 1 | 4200 | 2020-10-19 |  | 2026-10-12
59 | 1078-2228-2020-10-24-None | Guleslettene | 1 | 4200 | 2020-10-24 |  | 2026-10-12
60 | 1078-2229-2020-10-22-None | Guleslettene | 1 | 4200 | 2020-10-22 |  | 2026-10-12
61 | 1078-2230-2020-09-30-None | Guleslettene | 1 | 4200 | 2020-09-30 |  | 2026-10-12
62 | 1078-2231-2020-10-01-None | Guleslettene | 1 | 4200 | 2020-10-01 |  | 2026-10-12
63 | 1078-2232-2020-09-30-None | Guleslettene | 1 | 4200 | 2020-09-30 |  | 2026-10-12
64 | 1078-2233-2020-09-30-None | Guleslettene | 1 | 4200 | 2020-09-30 |  | 2026-10-12
65 | 1078-2234-2020-11-05-None | Guleslettene | 1 | 4200 | 2020-11-05 |  | 2026-10-12
66 | 1078-2235-2020-11-02-None | Guleslettene | 1 | 4200 | 2020-11-02 |  | 2026-10-12
67 | 1078-2236-2020-11-03-None | Guleslettene | 1 | 4200 | 2020-11-03 |  | 2026-10-12
68 | 1078-2237-2020-11-07-None | Guleslettene | 1 | 4200 | 2020-11-07 |  | 2026-10-12
69 | 1078-2238-2020-11-09-None | Guleslettene | 1 | 4200 | 2020-11-09 |  | 2026-10-12
70 | 1078-2239-2020-11-10-None | Guleslettene | 1 | 4200 | 2020-11-10 |  | 2026-10-12
71 | 1078-2240-2020-11-03-None | Guleslettene | 1 | 4200 | 2020-11-03 |  | 2026-10-12
72 | 1078-2241-2020-11-17-None | Guleslettene | 1 | 4200 | 2020-11-17 |  | 2026-10-12
73 | 1078-2242-2020-12-17-None | Guleslettene | 1 | 4200 | 2020-12-17 |  | 2026-10-12
74 | 1078-2243-2020-11-18-None | Guleslettene | 1 | 4200 | 2020-11-18 |  | 2026-10-12
75 | 1078-2244-2020-11-17-None | Guleslettene | 1 | 4200 | 2020-11-17 |  | 2026-10-12
76 | 1078-2245-2020-11-24-None | Guleslettene | 1 | 4200 | 2020-11-24 |  | 2026-10-12
77 | 1078-2246-2020-11-20-None | Guleslettene | 1 | 4200 | 2020-11-20 |  | 2026-10-12
78 | 1078-2247-2020-12-17-None | Guleslettene | 1 | 4200 | 2020-12-17 |  | 2026-10-12
79 | 52-87-2017-09-04-None | Hamnefjell | 15 | 3450 | 2017-09-04 |  | 2026-10-12
80 | 1084-2272-2021-07-12-None | Haram | 1 | 4200 | 2021-07-12 |  | 2026-10-12
81 | 1084-2273-2021-07-21-None | Haram | 1 | 4200 | 2021-07-21 |  | 2026-10-12
82 | 1084-2274-2021-07-21-None | Haram | 1 | 4200 | 2021-07-21 |  | 2026-10-12
83 | 1084-2285-2021-08-07-None | Haram | 1 | 4200 | 2021-08-07 |  | 2026-10-12
84 | 1084-2286-2021-08-07-None | Haram | 1 | 4200 | 2021-08-07 |  | 2026-10-12
85 | 1084-2287-2021-07-28-None | Haram | 1 | 4200 | 2021-07-28 |  | 2026-10-12
86 | 1084-2288-2021-07-31-None | Haram | 1 | 4200 | 2021-07-31 |  | 2026-10-12
87 | 1084-2289-2021-10-10-None | Haram | 1 | 4200 | 2021-10-10 |  | 2026-10-12
88 | 1080-2137-2020-09-30-None | Harbaksfjellet | 13 | 4200 | 2020-09-30 |  | 2026-10-12
89 | 1080-2132-2020-09-10-None | Harbaksfjellet | 1 | 4200 | 2020-09-10 |  | 2026-10-12
90 | 1080-2270-2020-10-16-None | Harbaksfjellet | 16 | 4200 | 2020-10-16 |  | 2026-10-12
91 | 3-3-2011-01-01-None | Havøygavlen | 1 | 3000 | 2011-01-01 |  | 2026-10-12
92 | 3-30-2002-10-15-2021-06-18 | Havøygavlen | 15 | 2500 | 2002-10-15 | 2021-06-18 | 2026-10-12
93 | 3-56-2002-10-15-2009-01-01 | Havøygavlen | 1 | 2500 | 2002-10-15 | 2009-01-01 | 2026-10-12
94 | 3-2346-2021-11-11-None | Havøygavlen | 5 | 4200 | 2021-11-11 |  | 2026-10-12
95 | 3-2347-2021-11-16-None | Havøygavlen | 2 | 4200 | 2021-11-16 |  | 2026-10-12
96 | 3-2348-2021-11-15-None | Havøygavlen | 1 | 4200 | 2021-11-15 |  | 2026-10-12
97 | 3-2349-2021-11-29-None | Havøygavlen | 1 | 4200 | 2021-11-29 |  | 2026-10-12
98 | 73-109-2019-12-18-None | Hennøy | 12 | 4200 | 2019-12-18 |  | 2026-10-12
99 | 19-15-2004-08-16-None | Hitra | 23 | 2300 | 2004-08-16 |  | 2026-10-12
100 | 19-2448-2004-11-05-None | Hitra | 1 | 2300 | 2004-11-05 |  | 2026-10-12
101 | 68-101-2019-09-02-None | Hitra 2 | 25 | 3600 | 2019-09-02 |  | 2026-10-12
102 | 68-2447-2019-11-19-None | Hitra 2 | 1 | 3600 | 2019-11-19 |  | 2026-10-12
103 | 24-21-1991-08-01-2017-01-01 | Hovden, Vesterålen | 1 | 400 | 1991-08-01 | 2017-01-01 | 2026-10-12
104 | 7-54-2011-08-01-2019-03-26 | Hundhammerfjellet | 1 | 3000 | 2011-08-01 | 2019-03-26 | 2026-10-12
105 | 7-8-2003-11-01-2009-09-01 | Hundhammerfjellet | 1 | 2550 | 2003-11-01 | 2009-09-01 | 2026-10-12
106 | 7-18-2009-11-15-None | Hundhammerfjellet | 1 | 2300 | 2009-11-15 |  | 2026-10-12
107 | 7-19-2011-09-01-2019-02-11 | Hundhammerfjellet | 1 | 3000 | 2011-09-01 | 2019-02-11 | 2026-10-12
108 | 7-20-2007-09-01-2019-03-26 | Hundhammerfjellet | 1 | 3500 | 2007-09-01 | 2019-03-26 | 2026-10-12
109 | 7-22-2006-11-08-None | Hundhammerfjellet | 1 | 2300 | 2006-11-08 |  | 2026-10-12
110 | 7-23-1998-09-19-2017-06-23 | Hundhammerfjellet | 1 | 1650 | 1998-09-19 | 2017-06-23 | 2026-10-12
111 | 7-24-2007-10-04-2009-11-19 | Hundhammerfjellet | 1 | 3500 | 2007-10-04 | 2009-11-19 | 2026-10-12
112 | 7-40-2007-09-19-2019-03-13 | Hundhammerfjellet | 1 | 3500 | 2007-09-19 | 2019-03-13 | 2026-10-12
113 | 7-41-2008-06-01-2019-03-13 | Hundhammerfjellet | 1 | 3500 | 2008-06-01 | 2019-03-13 | 2026-10-12
114 | 7-42-2007-11-24-2017-06-23 | Hundhammerfjellet | 1 | 3500 | 2007-11-24 | 2017-06-23 | 2026-10-12
115 | 7-43-2007-11-26-2009-09-24 | Hundhammerfjellet | 1 | 3500 | 2007-11-26 | 2009-09-24 | 2026-10-12
116 | 7-44-2007-12-14-2015-03-10 | Hundhammerfjellet | 1 | 3500 | 2007-12-14 | 2015-03-10 | 2026-10-12
117 | 7-45-2008-06-01-2019-02-26 | Hundhammerfjellet | 1 | 3500 | 2008-06-01 | 2019-02-26 | 2026-10-12
118 | 7-46-2008-07-01-2019-02-25 | Hundhammerfjellet | 1 | 3500 | 2008-07-01 | 2019-02-25 | 2026-10-12
119 | 7-47-2008-07-01-2009-11-19 | Hundhammerfjellet | 1 | 3500 | 2008-07-01 | 2009-11-19 | 2026-10-12
120 | 7-48-2007-11-07-2017-06-23 | Hundhammerfjellet | 1 | 3500 | 2007-11-07 | 2017-06-23 | 2026-10-12
121 | 7-2152-2020-08-28-None | Hundhammerfjellet | 2 | 4200 | 2020-08-28 |  | 2026-10-12
122 | 7-2153-2020-09-02-None | Hundhammerfjellet | 2 | 4200 | 2020-09-02 |  | 2026-10-12
123 | 7-2154-2020-09-25-None | Hundhammerfjellet | 3 | 4200 | 2020-09-25 |  | 2026-10-12
124 | 7-2155-2020-09-30-None | Hundhammerfjellet | 1 | 4200 | 2020-09-30 |  | 2026-10-12
125 | 7-2156-2020-09-27-None | Hundhammerfjellet | 1 | 4200 | 2020-09-27 |  | 2026-10-12
126 | 7-2157-2020-09-26-None | Hundhammerfjellet | 2 | 4200 | 2020-09-26 |  | 2026-10-12
127 | 7-2158-2020-10-02-None | Hundhammerfjellet | 1 | 4200 | 2020-10-02 |  | 2026-10-12
128 | 31-58-2011-05-21-None | Høg-Jæren | 26 | 2300 | 2011-05-21 |  | 2026-10-12
129 | 31-67-2012-11-23-None | Høg-Jæren | 6 | 2300 | 2012-11-23 |  | 2026-10-12
130 | 1082-2151-2020-10-12-None | Kjølberget | 1 | 4300 | 2020-10-12 |  | 2026-10-12
131 | 1082-2213-2020-11-30-None | Kjølberget | 2 | 4300 | 2020-11-30 |  | 2026-10-12
132 | 1082-2301-2021-09-10-None | Kjølberget | 1 | 4300 | 2021-09-10 |  | 2026-10-12
133 | 1082-2266-2020-12-18-None | Kjølberget | 1 | 4300 | 2020-12-18 |  | 2026-10-12
134 | 1082-2267-2020-12-26-None | Kjølberget | 1 | 4300 | 2020-12-26 |  | 2026-10-12
135 | 1082-2268-2020-12-23-None | Kjølberget | 1 | 4300 | 2020-12-23 |  | 2026-10-12
136 | 1082-2269-2020-12-19-None | Kjølberget | 1 | 4300 | 2020-12-19 |  | 2026-10-12
137 | 1082-2202-2020-11-12-None | Kjølberget | 1 | 4300 | 2020-11-12 |  | 2026-10-12
138 | 1082-2203-2020-11-08-None | Kjølberget | 1 | 4300 | 2020-11-08 |  | 2026-10-12
139 | 1082-2204-2020-11-20-None | Kjølberget | 1 | 4300 | 2020-11-20 |  | 2026-10-12
140 | 1082-2281-2021-08-07-None | Kjølberget | 1 | 4300 | 2021-08-07 |  | 2026-10-12
141 | 1082-2282-2021-08-16-None | Kjølberget | 1 | 4300 | 2021-08-16 |  | 2026-10-12
142 | 2-2-2006-10-10-None | Kjøllefjord | 16 | 2300 | 2006-10-10 |  | 2026-10-12
143 | 2-2449-2006-11-17-None | Kjøllefjord | 1 | 2300 | 2006-11-17 |  | 2026-10-12
144 | 23-25-1991-08-01-2018-08-28 | Kvalnes | 1 | 400 | 1991-08-01 | 2018-08-28 | 2026-10-12
145 | 1074-2116-2020-06-26-None | Kvenndalsfjellet | 1 | 4200 | 2020-06-26 |  | 2026-10-12
146 | 1074-2118-2020-06-30-None | Kvenndalsfjellet | 2 | 4200 | 2020-06-30 |  | 2026-10-12
147 | 1074-2136-2020-09-01-None | Kvenndalsfjellet | 24 | 4200 | 2020-09-01 |  | 2026-10-12
148 | 70-2123-2020-06-18-None | Kvitfjell | 13 | 4200 | 2020-06-18 |  | 2026-10-12
149 | 70-1112-2020-03-31-None | Kvitfjell | 8 | 4200 | 2020-03-31 |  | 2026-10-12
150 | 70-104-2019-08-05-None | Kvitfjell | 26 | 4200 | 2019-08-05 |  | 2026-10-12
151 | 66-99-2019-07-03-None | Lindesnes | 2 | 3600 | 2019-07-03 |  | 2026-10-12
152 | 38-61-2012-10-27-None | Lista | 31 | 2300 | 2012-10-27 |  | 2026-10-12
153 | 1092-2355-2021-12-04-None | Lutelandet | 1 | 5700 | 2021-12-04 |  | 2026-10-12
154 | 1092-2356-2021-11-03-None | Lutelandet | 1 | 5700 | 2021-11-03 |  | 2026-10-12
155 | 1092-2357-2021-10-27-None | Lutelandet | 1 | 5700 | 2021-10-27 |  | 2026-10-12
156 | 1092-2358-2021-11-29-None | Lutelandet | 1 | 5700 | 2021-11-29 |  | 2026-10-12
157 | 1092-2359-2021-11-02-None | Lutelandet | 1 | 5700 | 2021-11-02 |  | 2026-10-12
158 | 1092-2360-2021-11-26-None | Lutelandet | 1 | 5700 | 2021-11-26 |  | 2026-10-12
159 | 1092-2364-2021-12-21-None | Lutelandet | 1 | 5700 | 2021-12-21 |  | 2026-10-12
160 | 1092-2365-2021-12-19-None | Lutelandet | 1 | 5700 | 2021-12-19 |  | 2026-10-12
161 | 1092-2366-2022-01-17-None | Lutelandet | 1 | 5700 | 2022-01-17 |  | 2026-10-12
162 | 64-97-2019-02-01-None | Marker | 14 | 3600 | 2019-02-01 |  | 2026-10-12
163 | 64-2445-2019-06-07-None | Marker | 1 | 3600 | 2019-06-07 |  | 2026-10-12
164 | 12-13-2001-07-01-2015-06-15 | Mehuken | 5 | 850 | 2001-07-01 | 2015-06-15 | 2026-10-12
165 | 12-74-2010-06-15-None | Mehuken | 8 | 2300 | 2010-06-15 |  | 2026-10-12
166 | 12-78-2015-08-11-None | Mehuken | 3 | 2300 | 2015-08-11 |  | 2026-10-12
167 | 43-71-2012-01-01-None | Midtfjellet | 5 | 2500 | 2012-01-01 |  | 2026-10-12
168 | 43-72-2013-09-17-None | Midtfjellet | 10 | 2500 | 2013-09-17 |  | 2026-10-12
169 | 43-94-2018-07-25-None | Midtfjellet | 11 | 3600 | 2018-07-25 |  | 2026-10-12
170 | 43-1109-2013-01-01-None | Midtfjellet | 29 | 2500 | 2013-01-01 |  | 2026-10-12
171 | 1075-2121-2020-09-23-None | Måkaknuten | 1 | 4300 | 2020-09-23 |  | 2026-10-12
172 | 1075-2135-2020-09-17-None | Måkaknuten | 1 | 4300 | 2020-09-17 |  | 2026-10-12
173 | 1075-2183-2020-09-16-None | Måkaknuten | 1 | 4300 | 2020-09-16 |  | 2026-10-12
174 | 1075-2184-2020-09-10-None | Måkaknuten | 2 | 4300 | 2020-09-10 |  | 2026-10-12
175 | 1075-2185-2020-07-23-None | Måkaknuten | 1 | 4300 | 2020-07-23 |  | 2026-10-12
176 | 1075-2186-2020-10-10-None | Måkaknuten | 1 | 4300 | 2020-10-10 |  | 2026-10-12
177 | 1075-2187-2020-10-21-None | Måkaknuten | 1 | 4300 | 2020-10-21 |  | 2026-10-12
178 | 1075-2188-2020-10-15-None | Måkaknuten | 1 | 4300 | 2020-10-15 |  | 2026-10-12
179 | 1075-2189-2020-10-22-None | Måkaknuten | 1 | 4300 | 2020-10-22 |  | 2026-10-12
180 | 1075-2190-2020-10-29-None | Måkaknuten | 1 | 4300 | 2020-10-29 |  | 2026-10-12
181 | 1075-2191-2020-10-09-None | Måkaknuten | 1 | 4300 | 2020-10-09 |  | 2026-10-12
182 | 1075-2192-2020-09-02-None | Måkaknuten | 1 | 4300 | 2020-09-02 |  | 2026-10-12
183 | 1075-2193-2020-07-19-None | Måkaknuten | 1 | 4300 | 2020-07-19 |  | 2026-10-12
184 | 1075-2194-2020-07-09-None | Måkaknuten | 1 | 4300 | 2020-07-09 |  | 2026-10-12
185 | 1075-2195-2020-09-04-None | Måkaknuten | 1 | 4300 | 2020-09-04 |  | 2026-10-12
186 | 1075-2196-2020-08-18-None | Måkaknuten | 1 | 4300 | 2020-08-18 |  | 2026-10-12
187 | 1075-2197-2020-08-15-None | Måkaknuten | 1 | 4300 | 2020-08-15 |  | 2026-10-12
188 | 1075-2198-2020-08-12-None | Måkaknuten | 1 | 4300 | 2020-08-12 |  | 2026-10-12
189 | 1075-2199-2020-08-13-None | Måkaknuten | 1 | 4300 | 2020-08-13 |  | 2026-10-12
190 | 1075-2200-2020-08-08-None | Måkaknuten | 1 | 4300 | 2020-08-08 |  | 2026-10-12
191 | 1075-2201-2020-08-02-None | Måkaknuten | 1 | 4300 | 2020-08-02 |  | 2026-10-12
192 | 1096-2439-2023-09-20-None | Nye Sandøy | 5 | 850 | 2023-09-20 |  | 2026-10-12
193 | 6-55-2011-09-01-None | Nygårdsfjellet | 11 | 2300 | 2011-09-01 |  | 2026-10-12
194 | 6-7-2005-10-01-None | Nygårdsfjellet | 3 | 2300 | 2005-10-01 |  | 2026-10-12
195 | 1094-2381-2022-02-15-None | Odal | 1 | 4800 | 2022-02-15 |  | 2026-10-12
196 | 1094-2382-2022-02-20-None | Odal | 1 | 4800 | 2022-02-20 |  | 2026-10-12
197 | 1094-2383-2022-02-02-None | Odal | 1 | 4800 | 2022-02-02 |  | 2026-10-12
198 | 1094-2384-2022-03-17-None | Odal | 1 | 4800 | 2022-03-17 |  | 2026-10-12
199 | 1094-2385-2022-03-30-None | Odal | 1 | 4800 | 2022-03-30 |  | 2026-10-12
200 | 1094-2386-2022-04-13-None | Odal | 1 | 4800 | 2022-04-13 |  | 2026-10-12
201 | 1094-2387-2022-04-14-None | Odal | 1 | 4800 | 2022-04-14 |  | 2026-10-12
202 | 1094-2388-2022-04-25-None | Odal | 1 | 4800 | 2022-04-25 |  | 2026-10-12
203 | 1094-2389-2022-04-26-None | Odal | 1 | 4800 | 2022-04-26 |  | 2026-10-12
204 | 1094-2390-2022-06-18-None | Odal | 3 | 4800 | 2022-06-18 |  | 2026-10-12
205 | 1094-2391-2022-06-21-None | Odal | 1 | 4800 | 2022-06-21 |  | 2026-10-12
206 | 1094-2367-2021-12-23-None | Odal | 1 | 4800 | 2021-12-23 |  | 2026-10-12
207 | 1094-2368-2021-12-29-None | Odal | 1 | 4800 | 2021-12-29 |  | 2026-10-12
208 | 1094-2397-2022-07-04-None | Odal | 3 | 4800 | 2022-07-04 |  | 2026-10-12
209 | 1094-2398-2022-07-06-None | Odal | 3 | 4800 | 2022-07-06 |  | 2026-10-12
210 | 1094-2399-2022-07-07-None | Odal | 2 | 4800 | 2022-07-07 |  | 2026-10-12
211 | 1094-2400-2022-07-11-None | Odal | 2 | 4800 | 2022-07-11 |  | 2026-10-12
212 | 1094-2401-2022-07-16-None | Odal | 1 | 4800 | 2022-07-16 |  | 2026-10-12
213 | 1094-2402-2022-07-29-None | Odal | 1 | 4800 | 2022-07-29 |  | 2026-10-12
214 | 1094-2403-2022-08-03-None | Odal | 1 | 4800 | 2022-08-03 |  | 2026-10-12
215 | 1094-2404-2022-08-04-None | Odal | 2 | 4800 | 2022-08-04 |  | 2026-10-12
216 | 1094-2405-2022-08-10-None | Odal | 1 | 4800 | 2022-08-10 |  | 2026-10-12
217 | 1094-2406-2022-09-06-None | Odal | 1 | 4800 | 2022-09-06 |  | 2026-10-12
218 | 1094-2407-2022-09-12-None | Odal | 2 | 4800 | 2022-09-12 |  | 2026-10-12
219 | 1091-2350-2021-11-18-None | Okla | 1 | 4200 | 2021-11-18 |  | 2026-10-12
220 | 1091-2351-2021-11-16-None | Okla | 1 | 4200 | 2021-11-16 |  | 2026-10-12
221 | 1091-2352-2021-11-15-None | Okla | 1 | 4200 | 2021-11-15 |  | 2026-10-12
222 | 1091-2353-2021-11-26-None | Okla | 1 | 4200 | 2021-11-26 |  | 2026-10-12
223 | 1091-2354-2021-11-30-None | Okla | 1 | 4200 | 2021-11-30 |  | 2026-10-12
224 | 46-76-2014-09-11-None | Raggovidda | 15 | 3000 | 2014-09-11 |  | 2026-10-12
225 | 1090-2317-2021-11-10-None | Raggovidda 2 | 1 | 4300 | 2021-11-10 |  | 2026-10-12
226 | 1090-2318-2021-11-12-None | Raggovidda 2 | 1 | 4300 | 2021-11-12 |  | 2026-10-12
227 | 1090-2392-2022-02-12-None | Raggovidda 2 | 1 | 4300 | 2022-02-12 |  | 2026-10-12
228 | 1090-2393-2022-02-22-None | Raggovidda 2 | 1 | 4300 | 2022-02-22 |  | 2026-10-12
229 | 1090-2394-2022-03-06-None | Raggovidda 2 | 1 | 4300 | 2022-03-06 |  | 2026-10-12
230 | 1090-2395-2022-03-16-None | Raggovidda 2 | 1 | 4300 | 2022-03-16 |  | 2026-10-12
231 | 1090-2396-2022-04-13-None | Raggovidda 2 | 1 | 4300 | 2022-04-13 |  | 2026-10-12
232 | 1090-2369-2021-11-23-None | Raggovidda 2 | 1 | 4300 | 2021-11-23 |  | 2026-10-12
233 | 1090-2370-2021-11-25-None | Raggovidda 2 | 1 | 4300 | 2021-11-25 |  | 2026-10-12
234 | 1090-2433-2022-04-23-None | Raggovidda 2 | 1 | 4300 | 2022-04-23 |  | 2026-10-12
235 | 1090-2434-2022-04-30-None | Raggovidda 2 | 1 | 4300 | 2022-04-30 |  | 2026-10-12
236 | 1090-2435-2022-08-23-None | Raggovidda 2 | 1 | 4300 | 2022-08-23 |  | 2026-10-12
237 | 57-91-2018-10-16-None | Raskiftet | 30 | 3600 | 2018-10-16 |  | 2026-10-12
238 | 57-2450-2018-11-12-None | Raskiftet | 1 | 3600 | 2018-11-12 |  | 2026-10-12
239 | 1076-2128-2020-08-18-None | Raudfjell | 1 | 4200 | 2020-08-18 |  | 2026-10-12
240 | 1076-2134-2020-07-18-None | Raudfjell | 1 | 4200 | 2020-07-18 |  | 2026-10-12
241 | 1076-2248-2020-07-21-None | Raudfjell | 1 | 4200 | 2020-07-21 |  | 2026-10-12
242 | 1076-2249-2020-07-28-None | Raudfjell | 1 | 4200 | 2020-07-28 |  | 2026-10-12
243 | 1076-2250-2020-08-03-None | Raudfjell | 1 | 4200 | 2020-08-03 |  | 2026-10-12
244 | 1076-2251-2020-07-18-None | Raudfjell | 1 | 4200 | 2020-07-18 |  | 2026-10-12
245 | 1076-2252-2020-07-24-None | Raudfjell | 1 | 4200 | 2020-07-24 |  | 2026-10-12
246 | 1076-2253-2020-07-29-None | Raudfjell | 1 | 4200 | 2020-07-29 |  | 2026-10-12
247 | 1076-2254-2020-11-03-None | Raudfjell | 1 | 4200 | 2020-11-03 |  | 2026-10-12
248 | 1076-2255-2020-08-18-None | Raudfjell | 1 | 4200 | 2020-08-18 |  | 2026-10-12
249 | 1076-2256-2020-08-18-None | Raudfjell | 1 | 4200 | 2020-08-18 |  | 2026-10-12
250 | 1076-2257-2020-08-18-None | Raudfjell | 1 | 4200 | 2020-08-18 |  | 2026-10-12
251 | 1076-2258-2020-07-18-None | Raudfjell | 1 | 4200 | 2020-07-18 |  | 2026-10-12
252 | 1076-2259-2020-07-11-None | Raudfjell | 1 | 4200 | 2020-07-11 |  | 2026-10-12
253 | 1076-2260-2020-07-11-None | Raudfjell | 1 | 4200 | 2020-07-11 |  | 2026-10-12
254 | 1076-2261-2020-07-11-None | Raudfjell | 1 | 4200 | 2020-07-11 |  | 2026-10-12
255 | 1076-2262-2020-08-18-None | Raudfjell | 1 | 4200 | 2020-08-18 |  | 2026-10-12
256 | 1076-2263-2020-08-18-None | Raudfjell | 1 | 4200 | 2020-08-18 |  | 2026-10-12
257 | 1076-2264-2020-07-11-None | Raudfjell | 1 | 4200 | 2020-07-11 |  | 2026-10-12
258 | 1076-2265-2020-07-20-None | Raudfjell | 1 | 4200 | 2020-07-20 |  | 2026-10-12
259 | 56-90-2018-05-07-None | Roan | 70 | 3600 | 2018-05-07 |  | 2026-10-12
260 | 56-2441-2018-11-20-None | Roan | 1 | 3600 | 2018-11-20 |  | 2026-10-12
261 | 49-81-2015-11-09-None | Rye Vind | 1 | 225 | 2015-11-09 |  | 2026-10-12
262 | 47-79-2015-10-01-None | Røyrmyra | 3 | 800 | 2015-10-01 |  | 2026-10-12
263 | 25-32-2004-02-18-2010-04-16 | Sandhaugen | 1 | 1500 | 2004-02-18 | 2010-04-16 | 2026-10-12
264 | 4-4-1999-12-10-2023-06-01 | Sandøy | 5 | 750 | 1999-12-10 | 2023-06-01 | 2026-10-12
265 | 67-2126-2020-07-14-None | Skinansfjellet og Gravdal | 2 | 4200 | 2020-07-14 |  | 2026-10-12
266 | 67-2119-2020-07-02-None | Skinansfjellet og Gravdal | 13 | 4200 | 2020-07-02 |  | 2026-10-12
267 | 67-100-2019-07-25-None | Skinansfjellet og Gravdal | 18 | 4200 | 2019-07-25 |  | 2026-10-12
268 | 48-80-2015-12-31-None | Skomakerfjellet | 3 | 3300 | 2015-12-31 |  | 2026-10-12
269 | 48-2442-2016-01-15-None | Skomakerfjellet | 1 | 3300 | 2016-01-15 |  | 2026-10-12
270 | 62-95-2018-10-13-None | Skurvenuten | 2 | 3450 | 2018-10-13 |  | 2026-10-12
271 | 5-5-2005-09-27-None | Smøla | 45 | 2300 | 2005-09-27 |  | 2026-10-12
272 | 5-6-2002-09-05-None | Smøla | 20 | 2000 | 2002-09-05 |  | 2026-10-12
273 | 5-2451-2005-11-21-None | Smøla | 1 | 2300 | 2005-11-21 |  | 2026-10-12
274 | 1073-2120-2020-07-09-None | Stigafjellet | 1 | 4300 | 2020-07-09 |  | 2026-10-12
275 | 1073-2114-2020-06-22-None | Stigafjellet | 3 | 4300 | 2020-06-22 |  | 2026-10-12
276 | 1073-2115-2020-06-24-None | Stigafjellet | 1 | 4300 | 2020-06-24 |  | 2026-10-12
277 | 1073-2127-2020-07-24-None | Stigafjellet | 1 | 4300 | 2020-07-24 |  | 2026-10-12
278 | 1073-2122-2020-07-16-None | Stigafjellet | 1 | 4300 | 2020-07-16 |  | 2026-10-12
279 | 1087-2310-2021-09-28-None | Stokkfjellet | 2 | 4200 | 2021-09-28 |  | 2026-10-12
280 | 1087-2311-2021-09-30-None | Stokkfjellet | 2 | 4200 | 2021-09-30 |  | 2026-10-12
281 | 1087-2312-2021-11-06-None | Stokkfjellet | 2 | 4200 | 2021-11-06 |  | 2026-10-12
282 | 1087-2313-2021-09-29-None | Stokkfjellet | 1 | 4200 | 2021-09-29 |  | 2026-10-12
283 | 1087-2314-2021-10-13-None | Stokkfjellet | 1 | 4200 | 2021-10-13 |  | 2026-10-12
284 | 1087-2315-2021-11-02-None | Stokkfjellet | 1 | 4200 | 2021-11-02 |  | 2026-10-12
285 | 1087-2316-2021-09-24-None | Stokkfjellet | 1 | 4200 | 2021-09-24 |  | 2026-10-12
286 | 1087-2298-2021-09-10-None | Stokkfjellet | 1 | 4200 | 2021-09-10 |  | 2026-10-12
287 | 1087-2299-2021-09-15-None | Stokkfjellet | 1 | 4200 | 2021-09-15 |  | 2026-10-12
288 | 1087-2300-2021-09-15-None | Stokkfjellet | 1 | 4200 | 2021-09-15 |  | 2026-10-12
289 | 1087-2304-2021-09-24-None | Stokkfjellet | 1 | 4200 | 2021-09-24 |  | 2026-10-12
290 | 1087-2305-2021-09-21-None | Stokkfjellet | 1 | 4200 | 2021-09-21 |  | 2026-10-12
291 | 1087-2306-2021-09-22-None | Stokkfjellet | 1 | 4200 | 2021-09-22 |  | 2026-10-12
292 | 1087-2292-2021-09-09-None | Stokkfjellet | 1 | 4200 | 2021-09-09 |  | 2026-10-12
293 | 1087-2293-2021-09-09-None | Stokkfjellet | 1 | 4200 | 2021-09-09 |  | 2026-10-12
294 | 1087-2294-2021-09-09-None | Stokkfjellet | 1 | 4200 | 2021-09-09 |  | 2026-10-12
295 | 1087-2295-2021-09-09-None | Stokkfjellet | 1 | 4200 | 2021-09-09 |  | 2026-10-12
296 | 1087-2296-2021-09-09-None | Stokkfjellet | 1 | 4200 | 2021-09-09 |  | 2026-10-12
297 | 65-98-2019-06-21-None | Storheia | 79 | 3600 | 2019-06-21 |  | 2026-10-12
298 | 65-2446-2019-11-15-None | Storheia | 1 | 3600 | 2019-11-15 |  | 2026-10-12
299 | 61-93-2018-09-19-None | Storøy | 2 | 3200 | 2018-09-19 |  | 2026-10-12
300 | 53-88-2018-02-12-None | Svåheia | 7 | 3600 | 2018-02-12 |  | 2026-10-12
301 | 1083-2159-2020-02-01-None | Sørfjord | 1 | 4300 | 2020-02-01 |  | 2026-10-12
302 | 1083-2160-2020-02-01-None | Sørfjord | 1 | 4300 | 2020-02-01 |  | 2026-10-12
303 | 1083-2161-2020-02-01-None | Sørfjord | 1 | 4300 | 2020-02-01 |  | 2026-10-12
304 | 1083-2162-2020-02-01-None | Sørfjord | 1 | 4300 | 2020-02-01 |  | 2026-10-12
305 | 1083-2163-2020-02-01-None | Sørfjord | 1 | 4300 | 2020-02-01 |  | 2026-10-12
306 | 1083-2164-2020-02-01-None | Sørfjord | 1 | 4300 | 2020-02-01 |  | 2026-10-12
307 | 1083-2165-2020-10-26-None | Sørfjord | 1 | 4300 | 2020-10-26 |  | 2026-10-12
308 | 1083-2166-2020-10-26-None | Sørfjord | 1 | 4300 | 2020-10-26 |  | 2026-10-12
309 | 1083-2167-2020-02-01-None | Sørfjord | 1 | 4300 | 2020-02-01 |  | 2026-10-12
310 | 1083-2168-2020-02-01-None | Sørfjord | 1 | 4300 | 2020-02-01 |  | 2026-10-12
311 | 1083-2169-2020-02-01-None | Sørfjord | 1 | 4300 | 2020-02-01 |  | 2026-10-12
312 | 1083-2170-2020-10-26-None | Sørfjord | 1 | 4300 | 2020-10-26 |  | 2026-10-12
313 | 1083-2171-2020-10-26-None | Sørfjord | 1 | 4300 | 2020-10-26 |  | 2026-10-12
314 | 1083-2172-2020-10-26-None | Sørfjord | 1 | 4300 | 2020-10-26 |  | 2026-10-12
315 | 1083-2173-2020-10-26-None | Sørfjord | 1 | 4300 | 2020-10-26 |  | 2026-10-12
316 | 1083-2174-2020-10-26-None | Sørfjord | 1 | 4300 | 2020-10-26 |  | 2026-10-12
317 | 1083-2175-2020-10-26-None | Sørfjord | 1 | 4300 | 2020-10-26 |  | 2026-10-12
318 | 1083-2176-2020-10-26-None | Sørfjord | 1 | 4300 | 2020-10-26 |  | 2026-10-12
319 | 1083-2177-2020-10-26-None | Sørfjord | 1 | 4300 | 2020-10-26 |  | 2026-10-12
320 | 1083-2178-2020-10-26-None | Sørfjord | 1 | 4300 | 2020-10-26 |  | 2026-10-12
321 | 1083-2179-2020-10-26-None | Sørfjord | 1 | 4300 | 2020-10-26 |  | 2026-10-12
322 | 1083-2180-2020-10-26-None | Sørfjord | 1 | 4300 | 2020-10-26 |  | 2026-10-12
323 | 1083-2181-2020-10-26-None | Sørfjord | 1 | 4300 | 2020-10-26 |  | 2026-10-12
324 | 1085-2297-2021-09-15-None | Sørmarkfjellet | 2 | 4200 | 2021-09-15 |  | 2026-10-12
325 | 1085-2290-2021-09-10-None | Sørmarkfjellet | 1 | 4200 | 2021-09-10 |  | 2026-10-12
326 | 1085-2291-2021-09-11-None | Sørmarkfjellet | 2 | 4200 | 2021-09-11 |  | 2026-10-12
327 | 1085-2302-2021-09-17-None | Sørmarkfjellet | 1 | 4200 | 2021-09-17 |  | 2026-10-12
328 | 1085-2283-2021-09-07-None | Sørmarkfjellet | 1 | 4200 | 2021-09-07 |  | 2026-10-12
329 | 1085-2284-2021-09-09-None | Sørmarkfjellet | 1 | 4200 | 2021-09-09 |  | 2026-10-12
330 | 1085-2278-2021-08-16-None | Sørmarkfjellet | 6 | 4200 | 2021-08-16 |  | 2026-10-12
331 | 1085-2279-2021-08-30-None | Sørmarkfjellet | 5 | 4200 | 2021-08-30 |  | 2026-10-12
332 | 1085-2280-2021-09-04-None | Sørmarkfjellet | 4 | 4200 | 2021-09-04 |  | 2026-10-12
333 | 1085-2275-2021-07-29-None | Sørmarkfjellet | 1 | 4200 | 2021-07-29 |  | 2026-10-12
334 | 1085-2276-2021-07-30-None | Sørmarkfjellet | 6 | 4200 | 2021-07-30 |  | 2026-10-12
335 | 1085-2309-2021-10-16-None | Sørmarkfjellet | 1 | 4200 | 2021-10-16 |  | 2026-10-12
336 | 51-86-2017-08-14-None | Tellenes | 49 | 3200 | 2017-08-14 |  | 2026-10-12
337 | 51-2452-2017-08-26-None | Tellenes | 1 | 3200 | 2017-08-26 |  | 2026-10-12
338 | 55-89-2018-03-01-None | Tindafjellet | 3 | 3450 | 2018-03-01 |  | 2026-10-12
339 | 69-102-2019-09-20-None | Tonstad | 2 | 4100 | 2019-09-20 |  | 2026-10-12
340 | 69-103-2019-09-28-None | Tonstad | 2 | 4100 | 2019-09-28 |  | 2026-10-12
341 | 69-1111-2020-03-31-None | Tonstad | 11 | 4100 | 2020-03-31 |  | 2026-10-12
342 | 69-107-2019-12-19-None | Tonstad | 12 | 4100 | 2019-12-19 |  | 2026-10-12
343 | 69-108-2019-11-10-None | Tonstad | 2 | 3700 | 2019-11-10 |  | 2026-10-12
344 | 69-2124-2020-06-30-None | Tonstad | 21 | 4100 | 2020-06-30 |  | 2026-10-12
345 | 69-2125-2020-07-01-None | Tonstad | 1 | 4100 | 2020-07-01 |  | 2026-10-12
346 | 1089-2307-2021-10-21-None | Tysvær | 4 | 4300 | 2021-10-21 |  | 2026-10-12
347 | 1089-2319-2021-11-16-None | Tysvær | 4 | 4300 | 2021-11-16 |  | 2026-10-12
348 | 1089-2323-2021-12-09-None | Tysvær | 3 | 4300 | 2021-12-09 |  | 2026-10-12
349 | 10-29-2010-12-01-None | Utsira | 1 | 600 | 2010-12-01 |  | 2026-10-12
350 | 10-11-2003-09-18-None | Utsira | 1 | 600 | 2003-09-18 |  | 2026-10-12
351 | 21-17-2006-10-27-None | Valsneset | 5 | 2300 | 2006-10-27 |  | 2026-10-12
352 | 40-63-2012-08-01-2019-08-12 | Valsneset testpark | 1 | 3000 | 2012-08-01 | 2019-08-12 | 2026-10-12
353 | 71-105-2019-12-08-None | Valsneset vindkraftverk | 2 | 4200 | 2019-12-08 |  | 2026-10-12
354 | 71-1110-2020-01-15-None | Valsneset vindkraftverk | 1 | 4200 | 2020-01-15 |  | 2026-10-12
355 | 1079-2131-2020-08-15-None | Vardafjellet | 1 | 4300 | 2020-08-15 |  | 2026-10-12
356 | 1079-2182-2020-07-21-None | Vardafjellet | 6 | 4300 | 2020-07-21 |  | 2026-10-12
357 | 22-26-1991-09-20-2014-12-31 | Vikna | 1 | 400 | 1991-09-20 | 2014-12-31 | 2026-10-12
358 | 22-27-1993-08-19-2015-01-12 | Vikna | 1 | 500 | 1993-08-19 | 2015-01-12 | 2026-10-12
359 | 22-28-1991-09-20-2008-01-01 | Vikna | 1 | 400 | 1991-09-20 | 2008-01-01 | 2026-10-12
360 | 22-75-1993-08-19-2011-12-31 | Vikna | 1 | 500 | 1993-08-19 | 2011-12-31 | 2026-10-12
361 | 39-62-2012-07-01-None | Ytre Vikna | 16 | 2300 | 2012-07-01 |  | 2026-10-12
362 | 39-2443-2012-09-15-None | Ytre Vikna | 1 | 2300 | 2012-09-15 |  | 2026-10-12
363 | 11-12-2009-09-08-None | Zephyros | 1 | 2300 | 2009-09-08 |  | 2026-10-12
364 | 11-2440-2021-12-02-2026-08-24 | Zephyros | 1 | 3600 | 2021-12-02 | 2026-08-24 | 2026-10-12
365 | 1086-2371-2021-11-27-None | Øyfjellet | 1 | 5600 | 2021-11-27 |  | 2026-10-12
366 | 1086-2372-2021-11-29-None | Øyfjellet | 1 | 5500 | 2021-11-29 |  | 2026-10-12
367 | 1086-2373-2021-11-30-None | Øyfjellet | 1 | 5600 | 2021-11-30 |  | 2026-10-12
368 | 1086-2374-2021-12-11-None | Øyfjellet | 1 | 5600 | 2021-12-11 |  | 2026-10-12
369 | 1086-2375-2021-12-11-None | Øyfjellet | 1 | 5700 | 2021-12-11 |  | 2026-10-12
370 | 1086-2376-2021-12-13-None | Øyfjellet | 1 | 5700 | 2021-12-13 |  | 2026-10-12
371 | 1086-2377-2021-12-13-None | Øyfjellet | 1 | 5700 | 2021-12-13 |  | 2026-10-12
372 | 1086-2378-2021-12-13-None | Øyfjellet | 1 | 5600 | 2021-12-13 |  | 2026-10-12
373 | 1086-2379-2022-01-29-None | Øyfjellet | 1 | 5600 | 2022-01-29 |  | 2026-10-12
374 | 1086-2380-2022-01-29-None | Øyfjellet | 1 | 5600 | 2022-01-29 |  | 2026-10-12
375 | 1086-2408-2021-12-03-None | Øyfjellet | 1 | 5600 | 2021-12-03 |  | 2026-10-12
376 | 1086-2409-2022-02-01-None | Øyfjellet | 1 | 5500 | 2022-02-01 |  | 2026-10-12
377 | 1086-2410-2022-03-12-None | Øyfjellet | 2 | 4950 | 2022-03-12 |  | 2026-10-12
378 | 1086-2411-2022-03-14-None | Øyfjellet | 1 | 5600 | 2022-03-14 |  | 2026-10-12
379 | 1086-2412-2022-03-15-None | Øyfjellet | 1 | 5500 | 2022-03-15 |  | 2026-10-12
380 | 1086-2413-2022-03-22-None | Øyfjellet | 1 | 5600 | 2022-03-22 |  | 2026-10-12
381 | 1086-2414-2022-04-28-None | Øyfjellet | 1 | 5600 | 2022-04-28 |  | 2026-10-12
382 | 1086-2415-2022-05-13-None | Øyfjellet | 1 | 5600 | 2022-05-13 |  | 2026-10-12
383 | 1086-2416-2022-05-15-None | Øyfjellet | 1 | 4950 | 2022-05-15 |  | 2026-10-12
384 | 1086-2417-2022-05-21-None | Øyfjellet | 1 | 5600 | 2022-05-21 |  | 2026-10-12
385 | 1086-2418-2022-06-06-None | Øyfjellet | 1 | 5600 | 2022-06-06 |  | 2026-10-12
386 | 1086-2419-2022-06-07-None | Øyfjellet | 2 | 5600 | 2022-06-07 |  | 2026-10-12
387 | 1086-2420-2022-06-08-None | Øyfjellet | 1 | 5600 | 2022-06-08 |  | 2026-10-12
388 | 1086-2421-2022-06-10-None | Øyfjellet | 1 | 5500 | 2022-06-10 |  | 2026-10-12
389 | 1086-2422-2022-06-11-None | Øyfjellet | 1 | 5600 | 2022-06-11 |  | 2026-10-12
390 | 1086-2423-2022-06-13-None | Øyfjellet | 2 | 5600 | 2022-06-13 |  | 2026-10-12
391 | 1086-2424-2022-06-14-None | Øyfjellet | 4 | 5600 | 2022-06-14 |  | 2026-10-12
392 | 1086-2425-2022-06-15-None | Øyfjellet | 1 | 5500 | 2022-06-15 |  | 2026-10-12
393 | 1086-2426-2022-06-17-None | Øyfjellet | 1 | 5600 | 2022-06-17 |  | 2026-10-12
394 | 1086-2427-2022-06-20-None | Øyfjellet | 1 | 5600 | 2022-06-20 |  | 2026-10-12
395 | 1086-2428-2022-06-22-None | Øyfjellet | 1 | 5600 | 2022-06-22 |  | 2026-10-12
396 | 1086-2429-2022-07-02-None | Øyfjellet | 1 | 5500 | 2022-07-02 |  | 2026-10-12
397 | 1086-2430-2022-07-11-None | Øyfjellet | 1 | 5500 | 2022-07-11 |  | 2026-10-12
398 | 1086-2431-2022-07-21-None | Øyfjellet | 1 | 5600 | 2022-07-21 |  | 2026-10-12
399 | 1086-2432-2022-09-28-None | Øyfjellet | 1 | 4950 | 2022-09-28 |  | 2026-10-12
400 | 1086-2277-2021-08-25-None | Øyfjellet | 1 | 5500 | 2021-08-25 |  | 2026-10-12
401 | 1086-2324-2021-09-06-None | Øyfjellet | 1 | 5600 | 2021-09-06 |  | 2026-10-12
402 | 1086-2325-2021-09-16-None | Øyfjellet | 1 | 5500 | 2021-09-16 |  | 2026-10-12
403 | 1086-2326-2021-09-24-None | Øyfjellet | 1 | 5600 | 2021-09-24 |  | 2026-10-12
404 | 1086-2327-2021-09-29-None | Øyfjellet | 1 | 5600 | 2021-09-29 |  | 2026-10-12
405 | 1086-2328-2021-10-05-None | Øyfjellet | 2 | 5600 | 2021-10-05 |  | 2026-10-12
406 | 1086-2329-2021-10-09-None | Øyfjellet | 2 | 5600 | 2021-10-09 |  | 2026-10-12
407 | 1086-2330-2021-10-12-None | Øyfjellet | 1 | 5600 | 2021-10-12 |  | 2026-10-12
408 | 1086-2331-2021-10-15-None | Øyfjellet | 2 | 5600 | 2021-10-15 |  | 2026-10-12
409 | 1086-2332-2021-10-26-None | Øyfjellet | 1 | 5600 | 2021-10-26 |  | 2026-10-12
410 | 1086-2333-2021-10-27-None | Øyfjellet | 2 | 5600 | 2021-10-27 |  | 2026-10-12
411 | 1086-2334-2021-10-29-None | Øyfjellet | 2 | 5600 | 2021-10-29 |  | 2026-10-12
412 | 1086-2335-2021-11-01-None | Øyfjellet | 1 | 5600 | 2021-11-01 |  | 2026-10-12
413 | 1086-2336-2021-11-02-None | Øyfjellet | 1 | 5600 | 2021-11-02 |  | 2026-10-12
414 | 1086-2337-2021-11-03-None | Øyfjellet | 1 | 5600 | 2021-11-03 |  | 2026-10-12
415 | 1086-2338-2021-11-04-None | Øyfjellet | 1 | 5600 | 2021-11-04 |  | 2026-10-12
416 | 1086-2339-2021-11-06-None | Øyfjellet | 1 | 5600 | 2021-11-06 |  | 2026-10-12
417 | 1086-2340-2021-11-12-None | Øyfjellet | 2 | 5600 | 2021-11-12 |  | 2026-10-12
418 | 1086-2341-2021-11-17-None | Øyfjellet | 1 | 5600 | 2021-11-17 |  | 2026-10-12
419 | 1086-2342-2021-11-19-None | Øyfjellet | 1 | 5500 | 2021-11-19 |  | 2026-10-12
420 | 1086-2343-2021-11-21-None | Øyfjellet | 1 | 5600 | 2021-11-21 |  | 2026-10-12
421 | 1086-2344-2021-11-24-None | Øyfjellet | 3 | 5600 | 2021-11-24 |  | 2026-10-12
422 | 1086-2345-2021-11-25-None | Øyfjellet | 1 | 5700 | 2021-11-25 |  | 2026-10-12
423 | 60-92-2018-10-15-None | Ånstadblåheia | 14 | 3600 | 2018-10-15 |  | 2026-10-12
424 | 35-53-2012-03-07-None | Åsen II | 2 | 800 | 2012-03-07 |  | 2026-10-12

## Releases
source | checked_utc | detail | sha256
NVE GetHydroPowerPlants | 2026-10-12 | 2010 plants | c5ea357110a1eb7f
NVE GetWindPowerplants | 2026-10-12 | 72 plants, 425 turbine groups | 429d32f1d41f354f