## Units
Notes
Notes
UNITS
Gas sectors: Bcf/d (billion cubic feet per day), monthly average (EIA monthly volumes / days, texas_gas_monthly.xlsx 'Consumption by sector'). ERCOT load: GW, monthly average of EIA-930 daily ERCOT net generation (the repo has no ERCOT demand series; net generation is the proxy). Degree days: HDD/CDD per day, base 18C, population-weighted over Houston, Dallas-Fort Worth, San Antonio, Austin, El Paso (weights are approximate 2020 metro populations). Population: million.
METHOD
Ordinary least squares, monthly, from Jan 2015 (gas) / Jan 2019 (ERCOT). Standalone: no existing Texas workbook or script is changed; texas_gas_monthly.xlsx is read for history and, for the comparison chart only, its 'Forecast values' damped-trend forecast.
Gas sectors: for each sector every combination of (HDD+CDD per day ¦ month dummies) x (population+trend ¦ population ¦ trend), and for electric power also +Henry Hub and +Henry Hub + ERCOT wind+solar share, was fitted. The CHOSEN specification has the lowest RMSE on a hold-out of the last 12 months (fit on the months before) among candidates with plausible signs (HDD>0 residential/commercial, CDD>0 electric power, population>=0). One 12-month hold-out is a noisy basis for choosing, and the choice is made on the same data as the fit - read hold-out errors as optimistic. 'Naive' on the Fit summary is the error of simply repeating the same month a year earlier.
Chosen: Electric power: HDD/CDD, population + Henry Hub + wind+solar share (R2 0.98, hold-out RMSE 0.18 Bcf/d = 2.8%); Residential: HDD/CDD, trend (R2 0.93, hold-out RMSE 0.10 Bcf/d = 19.5%); Commercial: HDD/CDD, trend (R2 0.91, hold-out RMSE 0.04 Bcf/d = 6.9%); Industrial: HDD/CDD, population (R2 0.84, hold-out RMSE 0.17 Bcf/d = 2.5%)
Population and a linear trend are nearly collinear over 2015-2026 (correlation 0.99+), so with both in the model neither coefficient is separately meaningful and the 2033 extrapolation adds both; candidates with population only or trend only are on the Candidates tab, and any chosen forecast whose 2033 average departs more than 50% from the last 12 months is flagged on the Fit summary.
Population: IMF WEO US population x Texas 2020 share (8.8%); FRED/Census unreachable; monthly values are linear interpolation between July-1 annual points, then the editable growth rate after the last point. Weather: NASA POWER; incremental store on 'Texas T2M daily' (this workbook only; macro_drivers.xlsx is untouched); a month enters only when every day has data for all five cities.
ERCOT: the baseline is HDD + CDD + population fitted on the window ending at the Assumptions cell (default Dec 2022) and extrapolated at actual weather; actual minus baseline is the 'unexplained load growth', which includes data centres, crypto mining, electrified industry/oil and gas load, and anything else the baseline omits, plus the population coefficient's own error (4 years of data only). The reference full-sample model with a trend is on the Fit summary with its hold-out.
ERCOT unexplained load growth: last 12 months 4.36 GW above the baseline; fitted trend since Jan 2023 +1.28 +/- 0.14 GW per year (OLS on 44 months from Jan/23).
Forecast to Dec 2033: normal weather (editable window), population at the editable growth, Henry Hub and wind+solar share at the editable values; the band is the prediction standard error of each model (the 'Other sectors' band adds the four in quadrature assuming independent errors, which understates it if errors are correlated, as common weather misses are). The forecast is a weather-normalised projection of past relationships; it does NOT add new LNG, data-centre or industrial demand, structural change in power supply or price response beyond what is in the fit. The ERCOT baseline excludes the step-up; the 'baseline + unexplained held flat' column is a reference only.
Edit the yellow cells on the Assumptions tab and re-run the workflow (texas_demand_regression.yml, 1st/15th) to recompute; a cell left at its auto default follows the new auto value on the next run, an edited cell is kept.
Latest history: gas Jul/26, ERCOT Sep/26, weather store to 02 Oct 2026. Run time 61s.
SOURCES
EIA (gas consumption, via texas_gas_monthly.xlsx); EIA-930 (ERCOT, via eia930_fuel_mix_daily.xlsx); Henry Hub (EIA, via henry_hub_daily.xlsx); NASA POWER / Open-Meteo (temperature); US Census Bureau via FRED TXPOP (population).

## Chart
Date | Actual | Fitted (actual weather) / forecast (normal weather) | Lower (-1 std) | Upper (+1 std)
2018-01-01 | 3.9782
2018-02-01 | 3.7821
2018-03-01 | 3.4931
2018-04-01 | 3.3679
2018-05-01 | 4.8391
2018-06-01 | 5.3651
2018-07-01 | 6.7151
2018-08-01 | 6.1045
2018-09-01 | 5.0337
2018-10-01 | 4.0913
2018-11-01 | 3.5283
2018-12-01 | 3.6532
2019-01-01 | 4.16 | 4.0821 | 3.8558 | 4.3084
2019-02-01 | 3.7308 | 3.7058 | 3.4838 | 3.9278
2019-03-01 | 3.7592 | 3.6818 | 3.46 | 3.9036
2019-04-01 | 3.5022 | 3.3702 | 3.1473 | 3.5931
2019-05-01 | 4.7045 | 4.5151 | 4.2936 | 4.7366
2019-06-01 | 5.733 | 5.6732 | 5.4513 | 5.895
2019-07-01 | 6.4996 | 6.2662 | 6.0437 | 6.4887
2019-08-01 | 7.4212 | 6.9625 | 6.7375 | 7.1876
2019-09-01 | 6.3184 | 6.4087 | 6.1864 | 6.631
2019-10-01 | 4.5619 | 4.3573 | 4.1365 | 4.5782
2019-11-01 | 4.0153 | 3.9224 | 3.7017 | 4.1431
2019-12-01 | 4.2377 | 4.1253 | 3.9034 | 4.3473
2020-01-01 | 4.1865 | 3.921 | 3.6995 | 4.1426
2020-02-01 | 4.3347 | 3.9989 | 3.7768 | 4.2211
2020-03-01 | 4.0241 | 3.8407 | 3.619 | 4.0624
2020-04-01 | 3.8171 | 3.8448 | 3.6237 | 4.0659
2020-05-01 | 4.4776 | 4.6286 | 4.4081 | 4.849
2020-06-01 | 5.5814 | 5.6987 | 5.4768 | 5.9205
2020-07-01 | 6.8422 | 6.7149 | 6.4926 | 6.9372
2020-08-01 | 6.7201 | 6.9651 | 6.7429 | 7.1873
2020-09-01 | 5.3173 | 5.6626 | 5.4374 | 5.8879
2020-10-01 | 4.5606 | 4.5206 | 4.3002 | 4.741
2020-11-01 | 3.5401 | 3.6727 | 3.4519 | 3.8935
2020-12-01 | 3.556 | 4.0499 | 3.8279 | 4.2719
2021-01-01 | 3.6716 | 4.3195 | 4.0968 | 4.5422
2021-02-01 | 4.4955 | 4.6815 | 4.4541 | 4.9089
2021-03-01 | 2.8736 | 2.8926 | 2.6664 | 3.1188
2021-04-01 | 3.7462 | 3.6146 | 3.394 | 3.8352
2021-05-01 | 3.8438 | 4.2285 | 4.0086 | 4.4484
2021-06-01 | 5.7512 | 5.8397 | 5.6206 | 6.0588
2021-07-01 | 6.2349 | 6.3993 | 6.1776 | 6.6211
2021-08-01 | 6.3271 | 6.3936 | 6.1738 | 6.6135
2021-09-01 | 5.2987 | 5.8232 | 5.6022 | 6.0441
2021-10-01 | 4.4126 | 4.2131 | 3.9903 | 4.436
2021-11-01 | 3.4576 | 3.3821 | 3.1612 | 3.603
2021-12-01 | 3.3783 | 3.5785 | 3.3591 | 3.7979
2022-01-01 | 4.0941 | 4.4235 | 4.1996 | 4.6475
2022-02-01 | 4.1564 | 4.3088 | 4.0844 | 4.5331
2022-03-01 | 2.9595 | 3.0661 | 2.8421 | 3.2901
2022-04-01 | 3.2829 | 3.329 | 3.098 | 3.56
2022-05-01 | 4.8553 | 4.6888 | 4.4544 | 4.9231
2022-06-01 | 6.1464 | 6.3576 | 6.1268 | 6.5885
2022-07-01 | 7.247 | 7.2101 | 6.9792 | 7.4411
2022-08-01 | 7.0783 | 6.769 | 6.5344 | 7.0036
2022-09-01 | 6.03 | 5.9505 | 5.7181 | 6.183
2022-10-01 | 4.4757 | 4.5144 | 4.2886 | 4.7401
2022-11-01 | 4.326 | 4.1905 | 3.9701 | 4.4109
2022-12-01 | 4.6254 | 4.5772 | 4.3544 | 4.8
2023-01-01 | 4.1318 | 3.9744 | 3.7529 | 4.196
2023-02-01 | 4.2494 | 4.1438 | 3.9221 | 4.3655
2023-03-01 | 3.8939 | 3.8306 | 3.6102 | 4.051
2023-04-01 | 3.9954 | 3.7444 | 3.5233 | 3.9655
2023-05-01 | 5.5814 | 5.4903 | 5.2691 | 5.7114
2023-06-01 | 7.015 | 6.9839 | 6.7636 | 7.2041
2023-07-01 | 7.5775 | 7.775 | 7.5498 | 8.0002
2023-08-01 | 8.6565 | 8.4006 | 8.174 | 8.6273
2023-09-01 | 7.1554 | 7.3675 | 7.1468 | 7.5883
2023-10-01 | 4.932 | 5.1585 | 4.9383 | 5.3786
2023-11-01 | 4.6337 | 4.6983 | 4.4749 | 4.9216
2023-12-01 | 4.421 | 4.6513 | 4.4308 | 4.8718
2024-01-01 | 5.5614 | 5.5153 | 5.2869 | 5.7437
2024-02-01 | 4.0081 | 3.9958 | 3.7734 | 4.2182
2024-03-01 | 4.4758 | 4.1184 | 3.897 | 4.3398
2024-04-01 | 4.5075 | 4.35 | 4.1276 | 4.5725
2024-05-01 | 6.0101 | 5.9496 | 5.7304 | 6.1689
2024-06-01 | 6.9767 | 6.8141 | 6.5938 | 7.0343
2024-07-01 | 7.2613 | 7.2693 | 7.0482 | 7.4904
2024-08-01 | 8.3585 | 8.0032 | 7.7796 | 8.2268
2024-09-01 | 6.8979 | 7.0721 | 6.848 | 7.2962
2024-10-01 | 5.9252 | 5.822 | 5.6022 | 6.0418
2024-11-01 | 4.8063 | 4.663 | 4.442 | 4.8841
2024-12-01 | 4.6534 | 4.8813 | 4.6583 | 5.1042
2025-01-01 | 5.869 | 5.6244 | 5.3942 | 5.8545
2025-02-01 | 5.2728 | 4.9611 | 4.7387 | 5.1835
2025-03-01 | 3.6984 | 3.8358 | 3.6123 | 4.0593
2025-04-01 | 4.2876 | 4.6252 | 4.4025 | 4.848
2025-05-01 | 5.7777 | 5.7976 | 5.5776 | 6.0175
2025-06-01 | 6.4434 | 6.628 | 6.4065 | 6.8496
2025-07-01 | 7.139 | 7.1474 | 6.9265 | 7.3684
2025-08-01 | 7.7134 | 7.8343 | 7.6116 | 8.057
2025-09-01 | 6.914 | 7.0276 | 6.8056 | 7.2496
2025-10-01 | 5.6292 | 5.9006 | 5.6797 | 6.1215
2025-11-01 | 4.6487 | 4.6658 | 4.4434 | 4.8882
2025-12-01 | 4.8485
2026-01-01 | 5.4374 | 5.1367 | 4.9032 | 5.3701
2026-02-01 | 4.5544 | 4.3335 | 4.1117 | 4.5552
2026-03-01 | 4.129 | 4.1922 | 3.9659 | 4.4186
2026-04-01 | 4.808 | 4.9924 | 4.7708 | 5.214
2026-05-01 | 5.7464 | 5.5915 | 5.3707 | 5.8123
2026-06-01 | 6.8061 | 6.7225 | 6.499 | 6.9459
2026-07-01 | 7.6218 | 7.5207 | 7.2966 | 7.7449
2026-08-01 |  | 7.9962 | 7.7679 | 8.2245
2026-09-01 |  | 7.6165 | 7.3939 | 7.8391
2026-10-01 |  | 5.4274 | 5.2048 | 5.65
2026-11-01 |  | 4.9143 | 4.6904 | 5.1383
2026-12-01 |  | 5.1044 | 4.8808 | 5.3281
2027-01-01 |  | 5.3125 | 5.0856 | 5.5394
2027-02-01 |  | 5.1148 | 4.891 | 5.3386
2027-03-01 |  | 4.8762 | 4.65 | 5.1023
2027-04-01 |  | 5.095 | 4.8685 | 5.3215
2027-05-01 |  | 5.9081 | 5.686 | 6.1302
2027-06-01 |  | 6.8577 | 6.6355 | 7.0799
2027-07-01 |  | 7.3124 | 7.0876 | 7.5372
2027-08-01 |  | 7.379 | 7.1537 | 7.6042
2027-09-01 |  | 6.6004 | 6.3788 | 6.8219
2027-10-01 |  | 5.5681 | 5.3441 | 5.7921
2027-11-01 |  | 5.0556 | 4.8299 | 5.2813
2027-12-01 |  | 5.2462 | 5.0213 | 5.4712
2028-01-01 |  | 5.4549 | 5.227 | 5.6827
2028-02-01 |  | 5.2577 | 5.0325 | 5.483
2028-03-01 |  | 5.02 | 4.7919 | 5.2481
2028-04-01 |  | 5.2394 | 5.011 | 5.4678
2028-05-01 |  | 6.0531 | 5.8297 | 6.2765
2028-06-01 |  | 7.0033 | 6.7806 | 7.226
2028-07-01 |  | 7.4586 | 7.2337 | 7.6836
2028-08-01 |  | 7.526 | 7.3006 | 7.7513
2028-09-01 |  | 6.7482 | 6.5257 | 6.9706
2028-10-01 |  | 5.7166 | 5.4908 | 5.9425
2028-11-01 |  | 5.2049 | 4.9772 | 5.4326
2028-12-01 |  | 5.3963 | 5.1697 | 5.6229
2029-01-01 |  | 5.6057 | 5.3766 | 5.8348
2029-02-01 |  | 5.4094 | 5.1824 | 5.6363
2029-03-01 |  | 5.172 | 4.9415 | 5.4024
2029-04-01 |  | 5.3922 | 5.1614 | 5.6229
2029-05-01 |  | 6.2066 | 5.9815 | 6.4317
2029-06-01 |  | 7.1575 | 6.934 | 7.3811
2029-07-01 |  | 7.6135 | 7.3882 | 7.8389
2029-08-01 |  | 7.6815 | 7.4557 | 7.9072
2029-09-01 |  | 6.9042 | 6.6806 | 7.1279
2029-10-01 |  | 5.8733 | 5.6453 | 6.1013
2029-11-01 |  | 5.3621 | 5.132 | 5.5923
2029-12-01 |  | 5.5541 | 5.3254 | 5.7827
2030-01-01 |  | 5.7641 | 5.5333 | 5.9948
2030-02-01 |  | 5.5683 | 5.3392 | 5.7973
2030-03-01 |  | 5.3314 | 5.0982 | 5.5646
2030-04-01 |  | 5.5522 | 5.3187 | 5.7856
2030-05-01 |  | 6.3672 | 6.14 | 6.5943
2030-06-01 |  | 7.3187 | 7.094 | 7.5434
2030-07-01 |  | 7.7747 | 7.5486 | 8.0009
2030-08-01 |  | 7.8422 | 7.6158 | 8.0687
2030-09-01 |  | 7.0645 | 6.8394 | 7.2897
2030-10-01 |  | 6.0331 | 5.8026 | 6.2636
2030-11-01 |  | 5.5215 | 5.2887 | 5.7544
2030-12-01 |  | 5.713 | 5.4821 | 5.944
2031-01-01 |  | 5.9226 | 5.6899 | 6.1552
2031-02-01 |  | 5.7263 | 5.4949 | 5.9577
2031-03-01 |  | 5.489 | 5.2529 | 5.7252
2031-04-01 |  | 5.7094 | 5.473 | 5.9457
2031-05-01 |  | 6.5239 | 6.2944 | 6.7534
2031-06-01 |  | 7.475 | 7.2488 | 7.7011
2031-07-01 |  | 7.9307 | 7.7035 | 8.1578
2031-08-01 |  | 7.9978 | 7.7704 | 8.2252
2031-09-01 |  | 7.2198 | 6.9928 | 7.4467
2031-10-01 |  | 6.1881 | 5.9549 | 6.4212
2031-11-01 |  | 5.6761 | 5.4403 | 5.9119
2031-12-01 |  | 5.8673 | 5.6338 | 6.1008
2032-01-01 |  | 6.0765 | 5.8417 | 6.3113
2032-02-01 |  | 5.88 | 5.646 | 6.114
2032-03-01 |  | 5.6428 | 5.4035 | 5.8821
2032-04-01 |  | 5.8628 | 5.6234 | 6.1023
2032-05-01 |  | 6.6771 | 6.445 | 6.9091
2032-06-01 |  | 7.6278 | 7.4 | 7.8557
2032-07-01 |  | 8.0834 | 7.855 | 8.3118
2032-08-01 |  | 8.1506 | 7.9219 | 8.3793
2032-09-01 |  | 7.3726 | 7.1436 | 7.6016
2032-10-01 |  | 6.3409 | 6.1048 | 6.577
2032-11-01 |  | 5.829 | 5.5901 | 6.0679
2032-12-01 |  | 6.0202 | 5.784 | 6.2565
2033-01-01 |  | 6.2295 | 5.9923 | 6.4667
2033-02-01 |  | 6.033 | 5.7962 | 6.2698
2033-03-01 |  | 5.7954 | 5.5528 | 6.038
2033-04-01 |  | 6.0155 | 5.7727 | 6.2582
2033-05-01 |  | 6.8297 | 6.5949 | 7.0645
2033-06-01 |  | 7.7805 | 7.5507 | 8.0103
2033-07-01 |  | 8.2361 | 8.0062 | 8.4661
2033-08-01 |  | 8.3033 | 8.0731 | 8.5336
2033-09-01 |  | 7.5254 | 7.2941 | 7.7567
2033-10-01 |  | 6.4937 | 6.2545 | 6.7329
2033-11-01 |  | 5.9819 | 5.7396 | 6.2242
2033-12-01 |  | 6.1732 | 5.9339 | 6.4124

## Chart - Residential
Date | Actual | Fitted (actual weather) / forecast (normal weather) | Lower (-1 std) | Upper (+1 std)
2018-01-01 | 1.8695 | 1.666 | 1.5324 | 1.7997
2018-02-01 | 1.241 | 1.0266 | 0.89601 | 1.1571
2018-03-01 | 0.79306 | 0.55637 | 0.42564 | 0.68709
2018-04-01 | 0.44947 | 0.47141 | 0.34052 | 0.60229
2018-05-01 | 0.26497 | 0.19511 | 0.064743 | 0.32548
2018-06-01 | 0.1816 | 0.16728 | 0.036025 | 0.29854
2018-07-01 | 0.15839 | 0.161 | 0.029354 | 0.29265
2018-08-01 | 0.16094 | 0.17044 | 0.039302 | 0.30158
2018-09-01 | 0.17107 | 0.20257 | 0.072301 | 0.33283
2018-10-01 | 0.26026 | 0.42073 | 0.29031 | 0.55115
2018-11-01 | 0.77117 | 1.1098 | 0.97919 | 1.2404
2018-12-01 | 1.1729 | 1.3132 | 1.182 | 1.4444
2019-01-01 | 1.4583 | 1.4949 | 1.3627 | 1.627
2019-02-01 | 1.3632 | 1.115 | 0.98444 | 1.2456
2019-03-01 | 1.0751 | 0.85446 | 0.72419 | 0.98473
2019-04-01 | 0.56637 | 0.38327 | 0.25244 | 0.5141
2019-05-01 | 0.25526 | 0.23825 | 0.10801 | 0.36848
2019-06-01 | 0.22047 | 0.19985 | 0.069596 | 0.33009
2019-07-01 | 0.20029 | 0.184 | 0.053266 | 0.31473
2019-08-01 | 0.16819 | 0.1667 | 0.034977 | 0.29842
2019-09-01 | 0.16817 | 0.18266 | 0.051817 | 0.3135
2019-10-01 | 0.23639 | 0.45175 | 0.3217 | 0.58179
2019-11-01 | 0.80983 | 0.96736 | 0.8371 | 1.0976
2019-12-01 | 1.0268 | 1.2083 | 1.0775 | 1.339
2020-01-01 | 1.2465 | 1.1375 | 1.007 | 1.2681
2020-02-01 | 1.1985 | 1.1989 | 1.0682 | 1.3296
2020-03-01 | 0.61145 | 0.45693 | 0.32636 | 0.58749
2020-04-01 | 0.35567 | 0.42819 | 0.29769 | 0.55868
2020-05-01 | 0.27187 | 0.23703 | 0.1068 | 0.36726
2020-06-01 | 0.23653 | 0.2056 | 0.075371 | 0.33582
2020-07-01 | 0.22877 | 0.18747 | 0.056575 | 0.31837
2020-08-01 | 0.20477 | 0.18285 | 0.051665 | 0.31403
2020-09-01 | 0.21797 | 0.23023 | 0.10016 | 0.36031
2020-10-01 | 0.29929 | 0.43727 | 0.30717 | 0.56738
2020-11-01 | 0.5469 | 0.56444 | 0.43382 | 0.69506
2020-12-01 | 1.2983 | 1.2832 | 1.1523 | 1.4142
2021-01-01 | 1.4572 | 1.3914 | 1.26 | 1.5229
2021-02-01 | 1.7995 | 1.654 | 1.5209 | 1.7872
2021-03-01 | 0.85126 | 0.62645 | 0.49588 | 0.75701
2021-04-01 | 0.41103 | 0.41234 | 0.28174 | 0.54295
2021-05-01 | 0.28316 | 0.2598 | 0.12942 | 0.39018
2021-06-01 | 0.2299 | 0.21923 | 0.089097 | 0.34937
2021-07-01 | 0.21526 | 0.21156 | 0.081252 | 0.34187
2021-08-01 | 0.19942 | 0.2049 | 0.074349 | 0.33546
2021-09-01 | 0.20027 | 0.21924 | 0.089057 | 0.34942
2021-10-01 | 0.25694 | 0.30049 | 0.17008 | 0.43089
2021-11-01 | 0.53843 | 0.77157 | 0.64111 | 0.90203
2021-12-01 | 0.58916 | 0.64894 | 0.51851 | 0.77938
2022-01-01 | 1.3079 | 1.5183 | 1.3861 | 1.6504
2022-02-01 | 1.646 | 1.5006 | 1.3686 | 1.6327
2022-03-01 | 0.99529 | 0.74789 | 0.61744 | 0.87834
2022-04-01 | 0.4558 | 0.31267 | 0.18213 | 0.44321
2022-05-01 | 0.23584 | 0.22895 | 0.098766 | 0.35913
2022-06-01 | 0.2081 | 0.1967 | 0.065315 | 0.32809
2022-07-01 | 0.198 | 0.18029 | 0.047646 | 0.31293
2022-08-01 | 0.17313 | 0.20404 | 0.07296 | 0.33512
2022-09-01 | 0.18897 | 0.23064 | 0.10039 | 0.36088
2022-10-01 | 0.2959 | 0.35591 | 0.22534 | 0.48648
2022-11-01 | 0.84973 | 1.0003 | 0.86992 | 1.1307
2022-12-01 | 1.1681 | 1.2764 | 1.1453 | 1.4075
2023-01-01 | 1.2088 | 1.1771 | 1.0463 | 1.3079
2023-02-01 | 1.2506 | 1.1211 | 0.99036 | 1.2518
2023-03-01 | 0.69452 | 0.63549 | 0.50491 | 0.76607
2023-04-01 | 0.40133 | 0.41238 | 0.28111 | 0.54364
2023-05-01 | 0.23468 | 0.2619 | 0.13143 | 0.39237
2023-06-01 | 0.22567 | 0.21734 | 0.086403 | 0.34827
2023-07-01 | 0.20852 | 0.19326 | 0.060805 | 0.32572
2023-08-01 | 0.18781 | 0.18281 | 0.049362 | 0.31625
2023-09-01 | 0.1764 | 0.21625 | 0.085109 | 0.34738
2023-10-01 | 0.31945 | 0.40681 | 0.27632 | 0.5373
2023-11-01 | 0.6995 | 0.82597 | 0.69524 | 0.9567
2023-12-01 | 1.0208 | 1.1575 | 1.0265 | 1.2885
2024-01-01 | 1.7183 | 1.6822 | 1.5486 | 1.8157
2024-02-01 | 1.0976 | 0.9037 | 0.77287 | 1.0345
2024-03-01 | 0.59697 | 0.57664 | 0.44535 | 0.70792
2024-04-01 | 0.3352 | 0.34869 | 0.21752 | 0.47986
2024-05-01 | 0.24445 | 0.2563 | 0.12576 | 0.38684
2024-06-01 | 0.24117 | 0.23314 | 0.10223 | 0.36406
2024-07-01 | 0.23871 | 0.22992 | 0.098839 | 0.36099
2024-08-01 | 0.21187 | 0.21359 | 0.081627 | 0.34555
2024-09-01 | 0.20983 | 0.24617 | 0.11544 | 0.3769
2024-10-01 | 0.24203 | 0.27995 | 0.14924 | 0.41065
2024-11-01 | 0.43287 | 0.60667 | 0.47555 | 0.73779
2024-12-01 | 0.89874 | 0.98636 | 0.85527 | 1.1175
2025-01-01 | 2.0104 | 1.7413 | 1.607 | 1.8756
2025-02-01 | 1.5691 | 1.1922 | 1.0608 | 1.3236
2025-03-01 | 0.53377 | 0.52474 | 0.39312 | 0.65637
2025-04-01 | 0.4167 | 0.37167 | 0.24057 | 0.50277
2025-05-01 | 0.2829 | 0.27493 | 0.144 | 0.40585
2025-06-01 | 0.2359 | 0.24603 | 0.11491 | 0.37715
2025-07-01 | 0.21806 | 0.23983 | 0.10847 | 0.3712
2025-08-01 | 0.19497 | 0.23002 | 0.098158 | 0.36188
2025-09-01 | 0.1994 | 0.25333 | 0.12223 | 0.38443
2025-10-01 | 0.25358 | 0.32321 | 0.19217 | 0.45425
2025-11-01 | 0.4432 | 0.59821 | 0.46665 | 0.72978
2025-12-01 | 0.97965 | 1.1108 | 0.97921 | 1.2424
2026-01-01 | 1.498 | 1.4529 | 1.3202 | 1.5857
2026-02-01 | 1.0064 | 0.76683 | 0.63512 | 0.89855
2026-03-01 | 0.5391 | 0.45765 | 0.32592 | 0.58939
2026-04-01 | 0.3398 | 0.35315 | 0.22151 | 0.48478
2026-05-01 | 0.2309 | 0.29973 | 0.16832 | 0.43115
2026-06-01 | 0.2417 | 0.2526 | 0.12101 | 0.38419
2026-07-01 | 0.21765 | 0.23798 | 0.10574 | 0.37022
2026-08-01 |  | 0.22439 | 0.091229 | 0.35755
2026-09-01 |  | 0.24464 | 0.11257 | 0.37671
2026-10-01 |  | 0.40844 | 0.27674 | 0.54014
2026-11-01 |  | 0.80313 | 0.67123 | 0.93503
2026-12-01 |  | 1.2045 | 1.0722 | 1.3368
2027-01-01 |  | 1.5049 | 1.3715 | 1.6384
2027-02-01 |  | 1.1962 | 1.0639 | 1.3286
2027-03-01 |  | 0.65627 | 0.52394 | 0.78861
2027-04-01 |  | 0.43201 | 0.29952 | 0.5645
2027-05-01 |  | 0.29859 | 0.16672 | 0.43046
2027-06-01 |  | 0.26384 | 0.13182 | 0.39585
2027-07-01 |  | 0.25034 | 0.11778 | 0.3829
2027-08-01 |  | 0.24938 | 0.1167 | 0.38206
2027-09-01 |  | 0.27586 | 0.14388 | 0.40783
2027-10-01 |  | 0.41768 | 0.28543 | 0.54992
2027-11-01 |  | 0.81237 | 0.6799 | 0.94483
2027-12-01 |  | 1.2137 | 1.0809 | 1.3466
2028-01-01 |  | 1.5141 | 1.3801 | 1.6482
2028-02-01 |  | 1.2055 | 1.0726 | 1.3384
2028-03-01 |  | 0.66553 | 0.5326 | 0.79846
2028-04-01 |  | 0.44127 | 0.30819 | 0.57435
2028-05-01 |  | 0.30785 | 0.1754 | 0.4403
2028-06-01 |  | 0.2731 | 0.14053 | 0.40567
2028-07-01 |  | 0.2596 | 0.12649 | 0.39271
2028-08-01 |  | 0.25864 | 0.1254 | 0.39188
2028-09-01 |  | 0.28512 | 0.15256 | 0.41768
2028-10-01 |  | 0.42694 | 0.29407 | 0.5598
2028-11-01 |  | 0.82163 | 0.68852 | 0.95474
2028-12-01 |  | 1.223 | 1.0895 | 1.3565
2029-01-01 |  | 1.5234 | 1.3887 | 1.6581
2029-02-01 |  | 1.2147 | 1.0812 | 1.3483
2029-03-01 |  | 0.67477 | 0.54117 | 0.80837
2029-04-01 |  | 0.45051 | 0.31676 | 0.58426
2029-05-01 |  | 0.31709 | 0.18398 | 0.4502
2029-06-01 |  | 0.28233 | 0.14913 | 0.41554
2029-07-01 |  | 0.26884 | 0.1351 | 0.40257
2029-08-01 |  | 0.26788 | 0.13401 | 0.40175
2029-09-01 |  | 0.29436 | 0.16113 | 0.42758
2029-10-01 |  | 0.43617 | 0.30261 | 0.56974
2029-11-01 |  | 0.83086 | 0.69703 | 0.9647
2029-12-01 |  | 1.2322 | 1.098 | 1.3664
2030-01-01 |  | 1.5326 | 1.3972 | 1.668
2030-02-01 |  | 1.224 | 1.0897 | 1.3583
2030-03-01 |  | 0.68401 | 0.54966 | 0.81836
2030-04-01 |  | 0.45974 | 0.32524 | 0.59424
2030-05-01 |  | 0.32633 | 0.19249 | 0.46017
2030-06-01 |  | 0.29157 | 0.15765 | 0.42549
2030-07-01 |  | 0.27807 | 0.14363 | 0.41251
2030-08-01 |  | 0.27711 | 0.14253 | 0.41169
2030-09-01 |  | 0.30359 | 0.16962 | 0.43756
2030-10-01 |  | 0.44541 | 0.31107 | 0.57975
2030-11-01 |  | 0.8401 | 0.70546 | 0.97474
2030-12-01 |  | 1.2415 | 1.1065 | 1.3765
2031-01-01 |  | 1.5419 | 1.4057 | 1.6781
2031-02-01 |  | 1.2332 | 1.0981 | 1.3683
2031-03-01 |  | 0.69324 | 0.55807 | 0.82842
2031-04-01 |  | 0.46898 | 0.33366 | 0.6043
2031-05-01 |  | 0.33556 | 0.20091 | 0.47022
2031-06-01 |  | 0.30081 | 0.16609 | 0.43552
2031-07-01 |  | 0.28731 | 0.15209 | 0.42253
2031-08-01 |  | 0.28635 | 0.15098 | 0.42172
2031-09-01 |  | 0.31283 | 0.17804 | 0.44762
2031-10-01 |  | 0.45465 | 0.31945 | 0.58984
2031-11-01 |  | 0.84934 | 0.71382 | 0.98485
2031-12-01 |  | 1.2507 | 1.1148 | 1.3866
2032-01-01 |  | 1.5511 | 1.414 | 1.6882
2032-02-01 |  | 1.2425 | 1.1064 | 1.3785
2032-03-01 |  | 0.70251 | 0.56643 | 0.83858
2032-04-01 |  | 0.47824 | 0.34202 | 0.61447
2032-05-01 |  | 0.34483 | 0.20929 | 0.48037
2032-06-01 |  | 0.31007 | 0.17449 | 0.44565
2032-07-01 |  | 0.29657 | 0.16049 | 0.43266
2032-08-01 |  | 0.29561 | 0.15938 | 0.43184
2032-09-01 |  | 0.32209 | 0.1864 | 0.45778
2032-10-01 |  | 0.46391 | 0.32778 | 0.60004
2032-11-01 |  | 0.8586 | 0.72213 | 0.99507
2032-12-01 |  | 1.26 | 1.1231 | 1.3968
2033-01-01 |  | 1.5604 | 1.4224 | 1.6984
2033-02-01 |  | 1.2517 | 1.1147 | 1.3887
2033-03-01 |  | 0.71174 | 0.57469 | 0.84879
2033-04-01 |  | 0.48748 | 0.35028 | 0.62467
2033-05-01 |  | 0.35406 | 0.21756 | 0.49056
2033-06-01 |  | 0.3193 | 0.18278 | 0.45583
2033-07-01 |  | 0.30581 | 0.16879 | 0.44282
2033-08-01 |  | 0.30485 | 0.16768 | 0.44202
2033-09-01 |  | 0.33133 | 0.19467 | 0.46798
2033-10-01 |  | 0.47314 | 0.33602 | 0.61027
2033-11-01 |  | 0.86784 | 0.73035 | 1.0053
2033-12-01 |  | 1.2692 | 1.1313 | 1.4071

## Chart - Commercial
Date | Actual | Fitted (actual weather) / forecast (normal weather) | Lower (-1 std) | Upper (+1 std)
2018-01-01 | 1.0621 | 0.92251 | 0.86366 | 0.98136
2018-02-01 | 0.86604 | 0.68215 | 0.62467 | 0.73964
2018-03-01 | 0.71765 | 0.50479 | 0.44723 | 0.56235
2018-04-01 | 0.52577 | 0.47274 | 0.41511 | 0.53037
2018-05-01 | 0.43432 | 0.35557 | 0.29816 | 0.41297
2018-06-01 | 0.36533 | 0.33827 | 0.28047 | 0.39606
2018-07-01 | 0.33545 | 0.33451 | 0.27654 | 0.39248
2018-08-01 | 0.37126 | 0.34069 | 0.28295 | 0.39843
2018-09-01 | 0.38377 | 0.36119 | 0.30383 | 0.41855
2018-10-01 | 0.44726 | 0.45301 | 0.39558 | 0.51043
2018-11-01 | 0.73657 | 0.71728 | 0.65978 | 0.77479
2018-12-01 | 0.81197 | 0.7947 | 0.73691 | 0.85249
2019-01-01 | 0.86513 | 0.86327 | 0.80507 | 0.92148
2019-02-01 | 0.85875 | 0.72087 | 0.66338 | 0.77837
2019-03-01 | 0.72368 | 0.62276 | 0.56541 | 0.68012
2019-04-01 | 0.5478 | 0.44319 | 0.38559 | 0.5008
2019-05-01 | 0.39155 | 0.38169 | 0.32435 | 0.43904
2019-06-01 | 0.40513 | 0.36141 | 0.30405 | 0.41876
2019-07-01 | 0.35368 | 0.35162 | 0.29405 | 0.40918
2019-08-01 | 0.34 | 0.34091 | 0.28291 | 0.39891
2019-09-01 | 0.34163 | 0.35121 | 0.29359 | 0.40882
2019-10-01 | 0.38661 | 0.46789 | 0.41063 | 0.52515
2019-11-01 | 0.62663 | 0.66862 | 0.61127 | 0.72597
2019-12-01 | 0.69348 | 0.76015 | 0.70259 | 0.81772
2020-01-01 | 0.75471 | 0.73386 | 0.67638 | 0.79133
2020-02-01 | 0.78703 | 0.75742 | 0.69988 | 0.81497
2020-03-01 | 0.51819 | 0.47562 | 0.41813 | 0.53311
2020-04-01 | 0.41293 | 0.46433 | 0.40687 | 0.52178
2020-05-01 | 0.31242 | 0.38663 | 0.32929 | 0.44397
2020-06-01 | 0.26563 | 0.36763 | 0.31029 | 0.42497
2020-07-01 | 0.33935 | 0.3564 | 0.29876 | 0.41403
2020-08-01 | 0.32258 | 0.3537 | 0.29594 | 0.41146
2020-09-01 | 0.3506 | 0.38332 | 0.32604 | 0.44059
2020-10-01 | 0.41868 | 0.46775 | 0.41046 | 0.52504
2020-11-01 | 0.46387 | 0.52129 | 0.46377 | 0.5788
2020-12-01 | 0.72152 | 0.79335 | 0.73569 | 0.85101
2021-01-01 | 0.79477 | 0.83433 | 0.77646 | 0.8922
2021-02-01 | 0.92479 | 0.933 | 0.87438 | 0.99162
2021-03-01 | 0.54774 | 0.54671 | 0.48922 | 0.6042
2021-04-01 | 0.47443 | 0.46334 | 0.40583 | 0.52085
2021-05-01 | 0.35129 | 0.40174 | 0.34433 | 0.45915
2021-06-01 | 0.3627 | 0.37882 | 0.32152 | 0.43612
2021-07-01 | 0.37116 | 0.37419 | 0.31681 | 0.43157
2021-08-01 | 0.36603 | 0.37021 | 0.31272 | 0.42769
2021-09-01 | 0.37057 | 0.37947 | 0.32215 | 0.4368
2021-10-01 | 0.38735 | 0.41995 | 0.36253 | 0.47737
2021-11-01 | 0.51293 | 0.60534 | 0.5479 | 0.66278
2021-12-01 | 0.5321 | 0.55806 | 0.50062 | 0.61549
2022-01-01 | 0.75097 | 0.88676 | 0.82856 | 0.94496
2022-02-01 | 0.89368 | 0.88046 | 0.8223 | 0.93862
2022-03-01 | 0.63648 | 0.59746 | 0.54002 | 0.6549
2022-04-01 | 0.45467 | 0.42767 | 0.37019 | 0.48515
2022-05-01 | 0.39184 | 0.38732 | 0.33 | 0.44464
2022-06-01 | 0.37693 | 0.36718 | 0.30933 | 0.42503
2022-07-01 | 0.38119 | 0.35703 | 0.29862 | 0.41544
2022-08-01 | 0.36294 | 0.37224 | 0.31453 | 0.42996
2022-09-01 | 0.37553 | 0.38926 | 0.33191 | 0.44661
2022-10-01 | 0.43377 | 0.44693 | 0.38944 | 0.50442
2022-11-01 | 0.7006 | 0.69465 | 0.63723 | 0.75208
2022-12-01 | 0.74048 | 0.79981 | 0.74207 | 0.85755
2023-01-01 | 0.76068 | 0.76366 | 0.70606 | 0.82127
2023-02-01 | 0.80061 | 0.74224 | 0.68469 | 0.79979
2023-03-01 | 0.61523 | 0.55838 | 0.50089 | 0.61588
2023-04-01 | 0.44637 | 0.47453 | 0.41673 | 0.53233
2023-05-01 | 0.41245 | 0.41043 | 0.35298 | 0.46787
2023-06-01 | 0.40733 | 0.38279 | 0.32514 | 0.44044
2023-07-01 | 0.40694 | 0.36781 | 0.30948 | 0.42613
2023-08-01 | 0.38268 | 0.36142 | 0.30266 | 0.42018
2023-09-01 | 0.3765 | 0.38275 | 0.32501 | 0.4405
2023-10-01 | 0.46629 | 0.46978 | 0.41232 | 0.52723
2023-11-01 | 0.6163 | 0.63512 | 0.57755 | 0.69268
2023-12-01 | 0.71735 | 0.76096 | 0.70328 | 0.81865
2024-01-01 | 0.91297 | 0.9583 | 0.89949 | 1.0171
2024-02-01 | 0.76455 | 0.66624 | 0.60863 | 0.72385
2024-03-01 | 0.57306 | 0.54245 | 0.48464 | 0.60026
2024-04-01 | 0.44147 | 0.45251 | 0.39476 | 0.51027
2024-05-01 | 0.41932 | 0.40976 | 0.35228 | 0.46724
2024-06-01 | 0.4122 | 0.39536 | 0.33772 | 0.45301
2024-07-01 | 0.40771 | 0.39354 | 0.33582 | 0.45125
2024-08-01 | 0.39197 | 0.38345 | 0.32534 | 0.44155
2024-09-01 | 0.41427 | 0.40424 | 0.34668 | 0.4618
2024-10-01 | 0.42935 | 0.42255 | 0.365 | 0.4801
2024-11-01 | 0.5004 | 0.5555 | 0.49776 | 0.61323
2024-12-01 | 0.68148 | 0.70132 | 0.64359 | 0.75904
2025-01-01 | 1.1014 | 0.98544 | 0.92631 | 1.0446
2025-02-01 | 0.96132 | 0.77912 | 0.72125 | 0.83699
2025-03-01 | 0.46494 | 0.52689 | 0.46893 | 0.58485
2025-04-01 | 0.54417 | 0.46394 | 0.40621 | 0.52166
2025-05-01 | 0.42284 | 0.42341 | 0.36576 | 0.48105
2025-06-01 | 0.419 | 0.40608 | 0.34835 | 0.46382
2025-07-01 | 0.4039 | 0.40238 | 0.34454 | 0.46022
2025-08-01 | 0.383 | 0.3964 | 0.33834 | 0.45446
2025-09-01 | 0.39827 | 0.41134 | 0.35362 | 0.46907
2025-10-01 | 0.41026 | 0.44443 | 0.38673 | 0.50212
2025-11-01 | 0.52203 | 0.55724 | 0.49931 | 0.61517
2025-12-01 | 0.69529 | 0.75246 | 0.69453 | 0.8104
2026-01-01 | 0.92126 | 0.88176 | 0.8233 | 0.94022
2026-02-01 | 0.60132 | 0.62416 | 0.56616 | 0.68216
2026-03-01 | 0.55184 | 0.50378 | 0.44578 | 0.56178
2026-04-01 | 0.47023 | 0.46212 | 0.40416 | 0.52008
2026-05-01 | 0.38348 | 0.43912 | 0.38125 | 0.49698
2026-06-01 | 0.4054 | 0.41282 | 0.35487 | 0.47076
2026-07-01 | 0.37413 | 0.4038 | 0.34557 | 0.46202
2026-08-01 |  | 0.39543 | 0.3368 | 0.45407
2026-09-01 |  | 0.40844 | 0.35029 | 0.46659
2026-10-01 |  | 0.48522 | 0.42723 | 0.54321
2026-11-01 |  | 0.64064 | 0.58256 | 0.69872
2026-12-01 |  | 0.79295 | 0.73472 | 0.85119
2027-01-01 |  | 0.90657 | 0.84781 | 0.96534
2027-02-01 |  | 0.79073 | 0.73247 | 0.849
2027-03-01 |  | 0.58681 | 0.52854 | 0.64508
2027-04-01 |  | 0.49988 | 0.44154 | 0.55822
2027-05-01 |  | 0.44288 | 0.38481 | 0.50094
2027-06-01 |  | 0.42249 | 0.36436 | 0.48062
2027-07-01 |  | 0.41418 | 0.35581 | 0.47255
2027-08-01 |  | 0.41379 | 0.35537 | 0.47222
2027-09-01 |  | 0.43067 | 0.37256 | 0.48878
2027-10-01 |  | 0.49363 | 0.43541 | 0.55186
2027-11-01 |  | 0.64906 | 0.59073 | 0.70738
2027-12-01 |  | 0.80137 | 0.74288 | 0.85986
2028-01-01 |  | 0.91499 | 0.85597 | 0.974
2028-02-01 |  | 0.79915 | 0.74063 | 0.85767
2028-03-01 |  | 0.59525 | 0.53672 | 0.65378
2028-04-01 |  | 0.50832 | 0.44972 | 0.56692
2028-05-01 |  | 0.45132 | 0.393 | 0.50964
2028-06-01 |  | 0.43093 | 0.37256 | 0.4893
2028-07-01 |  | 0.42262 | 0.36401 | 0.48123
2028-08-01 |  | 0.42223 | 0.36357 | 0.4809
2028-09-01 |  | 0.43911 | 0.38074 | 0.49748
2028-10-01 |  | 0.50207 | 0.44357 | 0.56057
2028-11-01 |  | 0.65749 | 0.59888 | 0.7161
2028-12-01 |  | 0.80981 | 0.75104 | 0.86858
2029-01-01 |  | 0.92343 | 0.86413 | 0.98272
2029-02-01 |  | 0.80759 | 0.74877 | 0.8664
2029-03-01 |  | 0.60366 | 0.54484 | 0.66249
2029-04-01 |  | 0.51673 | 0.45784 | 0.57563
2029-05-01 |  | 0.45973 | 0.40112 | 0.51834
2029-06-01 |  | 0.43934 | 0.38069 | 0.498
2029-07-01 |  | 0.43103 | 0.37215 | 0.48992
2029-08-01 |  | 0.43065 | 0.3717 | 0.48959
2029-09-01 |  | 0.44752 | 0.38886 | 0.50619
2029-10-01 |  | 0.51049 | 0.45168 | 0.5693
2029-11-01 |  | 0.66591 | 0.60698 | 0.72484
2029-12-01 |  | 0.81822 | 0.75913 | 0.87732
2030-01-01 |  | 0.93184 | 0.87222 | 0.99146
2030-02-01 |  | 0.816 | 0.75686 | 0.87514
2030-03-01 |  | 0.61208 | 0.55292 | 0.67124
2030-04-01 |  | 0.52515 | 0.46593 | 0.58437
2030-05-01 |  | 0.46815 | 0.40921 | 0.52708
2030-06-01 |  | 0.44776 | 0.38879 | 0.50673
2030-07-01 |  | 0.43945 | 0.38025 | 0.49865
2030-08-01 |  | 0.43906 | 0.3798 | 0.49832
2030-09-01 |  | 0.45594 | 0.39695 | 0.51493
2030-10-01 |  | 0.5189 | 0.45975 | 0.57806
2030-11-01 |  | 0.67432 | 0.61504 | 0.73361
2030-12-01 |  | 0.82664 | 0.76719 | 0.88608
2031-01-01 |  | 0.94026 | 0.88028 | 1.0002
2031-02-01 |  | 0.82442 | 0.76492 | 0.88392
2031-03-01 |  | 0.62049 | 0.56097 | 0.68001
2031-04-01 |  | 0.53356 | 0.47398 | 0.59315
2031-05-01 |  | 0.47656 | 0.41727 | 0.53585
2031-06-01 |  | 0.45617 | 0.39686 | 0.51549
2031-07-01 |  | 0.44787 | 0.38832 | 0.50741
2031-08-01 |  | 0.44748 | 0.38787 | 0.50708
2031-09-01 |  | 0.46435 | 0.405 | 0.52371
2031-10-01 |  | 0.52732 | 0.46779 | 0.58685
2031-11-01 |  | 0.68274 | 0.62307 | 0.74241
2031-12-01 |  | 0.83505 | 0.77522 | 0.89489
2032-01-01 |  | 0.94867 | 0.88831 | 1.009
2032-02-01 |  | 0.83283 | 0.77294 | 0.89273
2032-03-01 |  | 0.62893 | 0.56901 | 0.68885
2032-04-01 |  | 0.542 | 0.48202 | 0.60198
2032-05-01 |  | 0.485 | 0.42532 | 0.54468
2032-06-01 |  | 0.46461 | 0.40491 | 0.52431
2032-07-01 |  | 0.4563 | 0.39638 | 0.51622
2032-08-01 |  | 0.45592 | 0.39593 | 0.5159
2032-09-01 |  | 0.47279 | 0.41305 | 0.53254
2032-10-01 |  | 0.53575 | 0.47582 | 0.59569
2032-11-01 |  | 0.69118 | 0.63109 | 0.75127
2032-12-01 |  | 0.84349 | 0.78324 | 0.90375
2033-01-01 |  | 0.95711 | 0.89633 | 1.0179
2033-02-01 |  | 0.84127 | 0.78095 | 0.90159
2033-03-01 |  | 0.63735 | 0.577 | 0.69769
2033-04-01 |  | 0.55042 | 0.49001 | 0.61083
2033-05-01 |  | 0.49342 | 0.43331 | 0.55352
2033-06-01 |  | 0.47303 | 0.41291 | 0.53314
2033-07-01 |  | 0.46472 | 0.40439 | 0.52505
2033-08-01 |  | 0.46433 | 0.40393 | 0.52473
2033-09-01 |  | 0.48121 | 0.42104 | 0.54138
2033-10-01 |  | 0.54417 | 0.48379 | 0.60455
2033-11-01 |  | 0.69959 | 0.63905 | 0.76013
2033-12-01 |  | 0.85191 | 0.7912 | 0.91261

## Chart - Industrial
Date | Actual | Fitted (actual weather) / forecast (normal weather) | Lower (-1 std) | Upper (+1 std)
2018-01-01 | 5.1953 | 5.1093 | 4.9113 | 5.3073
2018-02-01 | 4.9364 | 4.9264 | 4.7329 | 5.1199
2018-03-01 | 4.9552 | 4.7948 | 4.6011 | 4.9885
2018-04-01 | 5.0358 | 4.7788 | 4.5849 | 4.9728
2018-05-01 | 4.9814 | 4.7228 | 4.5297 | 4.916
2018-06-01 | 4.9679 | 4.733 | 4.5385 | 4.9276
2018-07-01 | 5.0739 | 4.7416 | 4.5465 | 4.9366
2018-08-01 | 4.989 | 4.7491 | 4.5547 | 4.9434
2018-09-01 | 5.0125 | 4.7556 | 4.5626 | 4.9487
2018-10-01 | 4.7776 | 4.8159 | 4.6226 | 5.0092
2018-11-01 | 5.2142 | 5.0239 | 4.8304 | 5.2175
2018-12-01 | 5.2946 | 5.0917 | 4.8972 | 5.2862
2019-01-01 | 5.3079 | 5.1541 | 4.9582 | 5.35
2019-02-01 | 5.2295 | 5.0475 | 4.854 | 5.241
2019-03-01 | 4.9692 | 4.9772 | 4.7841 | 5.1703
2019-04-01 | 4.7948 | 4.8473 | 4.6534 | 5.0412
2019-05-01 | 4.6791 | 4.8211 | 4.628 | 5.0141
2019-06-01 | 4.761 | 4.8257 | 4.6326 | 5.0187
2019-07-01 | 4.7764 | 4.8371 | 4.6433 | 5.0309
2019-08-01 | 4.8131 | 4.8522 | 4.6569 | 5.0474
2019-09-01 | 4.6712 | 4.8658 | 4.6719 | 5.0597
2019-10-01 | 4.6837 | 4.9398 | 4.7471 | 5.1326
2019-11-01 | 5.0882 | 5.0999 | 4.9069 | 5.293
2019-12-01 | 5.3975 | 5.1851 | 4.9913 | 5.3788
2020-01-01 | 5.2767 | 5.178 | 4.9846 | 5.3715
2020-02-01 | 5.291 | 5.21 | 5.0163 | 5.4037
2020-03-01 | 5.1253 | 5.0052 | 4.8117 | 5.1987
2020-04-01 | 4.8541 | 5.0119 | 4.8185 | 5.2052
2020-05-01 | 4.7557 | 4.9764 | 4.7835 | 5.1694
2020-06-01 | 4.7015 | 4.9913 | 4.7983 | 5.1843
2020-07-01 | 4.9373 | 5.0019 | 4.8079 | 5.1958
2020-08-01 | 4.9548 | 5.008 | 4.8136 | 5.2024
2020-09-01 | 4.9909 | 5.0127 | 4.8199 | 5.2054
2020-10-01 | 5.1605 | 5.072 | 4.8792 | 5.2648
2020-11-01 | 5.4393 | 5.1087 | 4.9152 | 5.3023
2020-12-01 | 5.6843 | 5.3281 | 5.134 | 5.5221
2021-01-01 | 5.7481 | 5.3664 | 5.1717 | 5.5612
2021-02-01 | 4.7496 | 5.4514 | 5.2541 | 5.6487
2021-03-01 | 4.8494 | 5.1488 | 4.9553 | 5.3422
2021-04-01 | 5.2872 | 5.0946 | 4.9011 | 5.2882
2021-05-01 | 5.2348 | 5.0606 | 4.8674 | 5.2539
2021-06-01 | 5.2963 | 5.065 | 4.8722 | 5.2579
2021-07-01 | 5.4228 | 5.0728 | 4.8797 | 5.2659
2021-08-01 | 5.4585 | 5.0824 | 4.889 | 5.2759
2021-09-01 | 5.5181 | 5.0912 | 4.8983 | 5.2841
2021-10-01 | 5.2627 | 5.1116 | 4.9184 | 5.3048
2021-11-01 | 5.6497 | 5.2515 | 5.0582 | 5.4448
2021-12-01 | 5.7833 | 5.2257 | 5.0324 | 5.4189
2022-01-01 | 5.5992 | 5.4937 | 5.2979 | 5.6895
2022-02-01 | 5.5273 | 5.4974 | 5.3017 | 5.693
2022-03-01 | 5.5112 | 5.2804 | 5.0872 | 5.4737
2022-04-01 | 5.454 | 5.1678 | 4.9744 | 5.3612
2022-05-01 | 5.2778 | 5.1639 | 4.971 | 5.3568
2022-06-01 | 5.3999 | 5.1747 | 4.98 | 5.3693
2022-07-01 | 5.3498 | 5.1867 | 4.9902 | 5.3833
2022-08-01 | 5.3062 | 5.1998 | 5.0056 | 5.394
2022-09-01 | 5.1567 | 5.2127 | 5.0198 | 5.4057
2022-10-01 | 5.2686 | 5.2501 | 5.0566 | 5.4435
2022-11-01 | 5.4611 | 5.4505 | 5.2573 | 5.6437
2022-12-01 | 5.226 | 5.5455 | 5.3512 | 5.7397
2023-01-01 | 5.5158 | 5.5284 | 5.3346 | 5.7223
2023-02-01 | 5.526 | 5.526 | 5.3324 | 5.7197
2023-03-01 | 5.4022 | 5.3955 | 5.2021 | 5.589
2023-04-01 | 5.4705 | 5.3429 | 5.1484 | 5.5373
2023-05-01 | 5.3284 | 5.3218 | 5.1285 | 5.5151
2023-06-01 | 5.343 | 5.3374 | 5.1434 | 5.5314
2023-07-01 | 5.3421 | 5.3528 | 5.1566 | 5.5491
2023-08-01 | 5.4476 | 5.369 | 5.1712 | 5.5667
2023-09-01 | 5.4454 | 5.3832 | 5.1889 | 5.5776
2023-10-01 | 5.4348 | 5.4352 | 5.2418 | 5.6286
2023-11-01 | 5.7128 | 5.5666 | 5.3728 | 5.7604
2023-12-01 | 5.8175 | 5.6799 | 5.4858 | 5.8741
2024-01-01 | 5.7379 | 5.8533 | 5.6553 | 6.0513
2024-02-01 | 5.5366 | 5.6343 | 5.4403 | 5.8283
2024-03-01 | 5.56 | 5.5527 | 5.3581 | 5.7474
2024-04-01 | 5.455 | 5.506 | 5.3115 | 5.7005
2024-05-01 | 5.2322 | 5.5045 | 5.3109 | 5.6981
2024-06-01 | 5.4126 | 5.5212 | 5.327 | 5.7153
2024-07-01 | 5.5117 | 5.5337 | 5.3393 | 5.7281
2024-08-01 | 5.6377 | 5.5443 | 5.3486 | 5.74
2024-09-01 | 5.5316 | 5.5528 | 5.3589 | 5.7467
2024-10-01 | 5.3037 | 5.5652 | 5.3714 | 5.7591
2024-11-01 | 5.7019 | 5.6599 | 5.4654 | 5.8544
2024-12-01 | 6.0435 | 5.7796 | 5.5851 | 5.9741
2025-01-01 | 5.8457 | 6.016 | 5.8168 | 6.2152
2025-02-01 | 5.7595 | 5.8609 | 5.6659 | 6.0558
2025-03-01 | 5.6976 | 5.6718 | 5.4765 | 5.8671
2025-04-01 | 5.5378 | 5.6433 | 5.4488 | 5.8378
2025-05-01 | 5.4621 | 5.6297 | 5.4355 | 5.8239
2025-06-01 | 5.4112 | 5.6399 | 5.4454 | 5.8344
2025-07-01 | 5.4107 | 5.6476 | 5.4528 | 5.8425
2025-08-01 | 5.5388 | 5.6535 | 5.458 | 5.8491
2025-09-01 | 5.5623 | 5.658 | 5.4636 | 5.8524
2025-10-01 | 5.3518 | 5.6754 | 5.4811 | 5.8697
2025-11-01 | 5.8022 | 5.7511 | 5.556 | 5.9461
2025-12-01 | 5.93 | 5.9072 | 5.7121 | 6.1022
2026-01-01 | 5.7875 | 6.0147 | 5.8179 | 6.2116
2026-02-01 | 5.7059 | 5.814 | 5.6188 | 6.0092
2026-03-01 | 5.6532 | 5.7321 | 5.5369 | 5.9273
2026-04-01 | 5.7195 | 5.7097 | 5.5147 | 5.9048
2026-05-01 | 5.6338 | 5.7032 | 5.5086 | 5.8979
2026-06-01 | 5.6723 | 5.7064 | 5.5115 | 5.9013
2026-07-01 | 5.5194 | 5.7119 | 5.5161 | 5.9078
2026-08-01 |  | 5.7171 | 5.5199 | 5.9143
2026-09-01 |  | 5.7208 | 5.5253 | 5.9164
2026-10-01 |  | 5.7543 | 5.5594 | 5.9492
2026-11-01 |  | 5.8682 | 5.673 | 6.0634
2026-12-01 |  | 5.9915 | 5.7958 | 6.1872
2027-01-01 |  | 6.0856 | 5.8882 | 6.2831
2027-02-01 |  | 5.9975 | 5.8018 | 6.1932
2027-03-01 |  | 5.8412 | 5.6456 | 6.0369
2027-04-01 |  | 5.7823 | 5.5865 | 5.9781
2027-05-01 |  | 5.7562 | 5.5613 | 5.9511
2027-06-01 |  | 5.7605 | 5.5654 | 5.9556
2027-07-01 |  | 5.7656 | 5.5697 | 5.9615
2027-08-01 |  | 5.7705 | 5.5744 | 5.9665
2027-09-01 |  | 5.7742 | 5.5793 | 5.9692
2027-10-01 |  | 5.8088 | 5.6136 | 6.004
2027-11-01 |  | 5.9229 | 5.7274 | 6.1184
2027-12-01 |  | 6.0464 | 5.8504 | 6.2424
2028-01-01 |  | 6.1408 | 5.943 | 6.3386
2028-02-01 |  | 6.0528 | 5.8568 | 6.2489
2028-03-01 |  | 5.8969 | 5.7009 | 6.0929
2028-04-01 |  | 5.8382 | 5.6421 | 6.0344
2028-05-01 |  | 5.8123 | 5.6171 | 6.0076
2028-06-01 |  | 5.8169 | 5.6214 | 6.0123
2028-07-01 |  | 5.8223 | 5.626 | 6.0185
2028-08-01 |  | 5.8274 | 5.631 | 6.0238
2028-09-01 |  | 5.8315 | 5.6362 | 6.0267
2028-10-01 |  | 5.8663 | 5.6707 | 6.0619
2028-11-01 |  | 5.9808 | 5.7849 | 6.1766
2028-12-01 |  | 6.1046 | 5.9082 | 6.3009
2029-01-01 |  | 6.1992 | 6.0011 | 6.3974
2029-02-01 |  | 6.1116 | 5.9151 | 6.308
2029-03-01 |  | 5.9558 | 5.7594 | 6.1522
2029-04-01 |  | 5.8974 | 5.7008 | 6.094
2029-05-01 |  | 5.8718 | 5.6762 | 6.0674
2029-06-01 |  | 5.8766 | 5.6808 | 6.0724
2029-07-01 |  | 5.8823 | 5.6857 | 6.0788
2029-08-01 |  | 5.8877 | 5.6909 | 6.0844
2029-09-01 |  | 5.8919 | 5.6963 | 6.0876
2029-10-01 |  | 5.927 | 5.731 | 6.123
2029-11-01 |  | 6.0417 | 5.8454 | 6.238
2029-12-01 |  | 6.1657 | 5.9689 | 6.3625
2030-01-01 |  | 6.2606 | 6.062 | 6.4591
2030-02-01 |  | 6.1731 | 5.9763 | 6.37
2030-03-01 |  | 6.0175 | 5.8207 | 6.2144
2030-04-01 |  | 5.9594 | 5.7624 | 6.1564
2030-05-01 |  | 5.934 | 5.738 | 6.1301
2030-06-01 |  | 5.939 | 5.7428 | 6.1353
2030-07-01 |  | 5.9447 | 5.7477 | 6.1417
2030-08-01 |  | 5.9499 | 5.7528 | 6.1471
2030-09-01 |  | 5.954 | 5.758 | 6.1501
2030-10-01 |  | 5.9889 | 5.7925 | 6.1854
2030-11-01 |  | 6.1034 | 5.9066 | 6.3002
2030-12-01 |  | 6.2272 | 6.03 | 6.4245
2031-01-01 |  | 6.322 | 6.1229 | 6.521
2031-02-01 |  | 6.2343 | 6.037 | 6.4317
2031-03-01 |  | 6.0786 | 5.8813 | 6.2759
2031-04-01 |  | 6.0203 | 5.8228 | 6.2177
2031-05-01 |  | 5.9947 | 5.7982 | 6.1912
2031-06-01 |  | 5.9996 | 5.803 | 6.1962
2031-07-01 |  | 6.0051 | 5.8077 | 6.2025
2031-08-01 |  | 6.0102 | 5.8126 | 6.2077
2031-09-01 |  | 6.0142 | 5.8177 | 6.2107
2031-10-01 |  | 6.0489 | 5.852 | 6.2458
2031-11-01 |  | 6.1633 | 5.9661 | 6.3605
2031-12-01 |  | 6.287 | 6.0893 | 6.4848
2032-01-01 |  | 6.3816 | 6.1821 | 6.5811
2032-02-01 |  | 6.2939 | 6.0961 | 6.4917
2032-03-01 |  | 6.1382 | 5.9404 | 6.3359
2032-04-01 |  | 6.0797 | 5.8818 | 6.2777
2032-05-01 |  | 6.0541 | 5.8571 | 6.251
2032-06-01 |  | 6.0588 | 5.8617 | 6.2559
2032-07-01 |  | 6.0643 | 5.8664 | 6.2621
2032-08-01 |  | 6.0694 | 5.8714 | 6.2674
2032-09-01 |  | 6.0734 | 5.8764 | 6.2703
2032-10-01 |  | 6.1081 | 5.9108 | 6.3055
2032-11-01 |  | 6.2225 | 6.0248 | 6.4202
2032-12-01 |  | 6.3462 | 6.148 | 6.5445
2033-01-01 |  | 6.4408 | 6.2409 | 6.6408
2033-02-01 |  | 6.3531 | 6.1548 | 6.5514
2033-03-01 |  | 6.1973 | 5.999 | 6.3956
2033-04-01 |  | 6.1388 | 5.9404 | 6.3373
2033-05-01 |  | 6.1132 | 5.9157 | 6.3106
2033-06-01 |  | 6.118 | 5.9204 | 6.3155
2033-07-01 |  | 6.1234 | 5.9251 | 6.3217
2033-08-01 |  | 6.1285 | 5.9301 | 6.327
2033-09-01 |  | 6.1326 | 5.9351 | 6.33
2033-10-01 |  | 6.1673 | 5.9695 | 6.3652
2033-11-01 |  | 6.2817 | 6.0835 | 6.48
2033-12-01 |  | 6.4055 | 6.2067 | 6.6042

## Chart - Other sectors
Date | Actual | Regression fit / forecast (normal weather) | Regression lower (-1 std) | Regression upper (+1 std) | Existing damped-trend forecast (to Dec 2028)
2018-01-01 | 12.1051
2018-02-01 | 10.8255
2018-03-01 | 9.959
2018-04-01 | 9.3789
2018-05-01 | 10.5197
2018-06-01 | 10.8799
2018-07-01 | 12.2828
2018-08-01 | 11.6256
2018-09-01 | 10.601
2018-10-01 | 9.5764
2018-11-01 | 10.2502
2018-12-01 | 10.9327
2019-01-01 | 11.7914 | 11.5943 | 11.262 | 11.9267
2019-02-01 | 11.1822 | 10.5892 | 10.262 | 10.9164
2019-03-01 | 10.5272 | 10.1363 | 9.8095 | 10.463
2019-04-01 | 9.4112 | 9.044 | 8.7157 | 9.3722
2019-05-01 | 10.0304 | 9.9561 | 9.6297 | 10.2826
2019-06-01 | 11.1196 | 11.0601 | 10.7334 | 11.3868
2019-07-01 | 11.83 | 11.6389 | 11.3111 | 11.9668
2019-08-01 | 12.7425 | 12.3223 | 11.9914 | 12.6532
2019-09-01 | 11.4994 | 11.8083 | 11.4805 | 12.1362
2019-10-01 | 9.8686 | 10.2168 | 9.8911 | 10.5425
2019-11-01 | 10.5399 | 10.6583 | 10.3323 | 10.9843
2019-12-01 | 11.3555 | 11.2788 | 10.9514 | 11.6063
2020-01-01 | 11.4644 | 10.9705 | 10.6436 | 11.2973
2020-02-01 | 11.6112 | 11.1653 | 10.8378 | 11.4928
2020-03-01 | 10.279 | 9.7785 | 9.4514 | 10.1055
2020-04-01 | 9.4398 | 9.7492 | 9.4227 | 10.0757
2020-05-01 | 9.8176 | 10.2287 | 9.9029 | 10.5544
2020-06-01 | 10.785 | 11.2632 | 10.9365 | 11.5898
2020-07-01 | 12.3475 | 12.2606 | 11.9328 | 12.5885
2020-08-01 | 12.2023 | 12.5096 | 12.1815 | 12.8378
2020-09-01 | 10.8767 | 11.2888 | 10.9601 | 11.6176
2020-10-01 | 10.4391 | 10.4977 | 10.1722 | 10.8232
2020-11-01 | 9.9902 | 9.8671 | 9.5407 | 10.1936
2020-12-01 | 11.2601 | 11.4545 | 11.1268 | 11.7823
2021-01-01 | 11.6717 | 11.9117 | 11.5828 | 12.2405
2021-02-01 | 11.9694 | 12.7199 | 12.3856 | 13.0543
2021-03-01 | 9.122 | 9.2145 | 8.8844 | 9.5446
2021-04-01 | 9.9189 | 9.5849 | 9.2586 | 9.9113
2021-05-01 | 9.713 | 9.9507 | 9.6251 | 10.2762
2021-06-01 | 11.64 | 11.5028 | 11.1781 | 11.8274
2021-07-01 | 12.2441 | 12.0579 | 11.7312 | 12.3846
2021-08-01 | 12.3511 | 12.0512 | 11.7254 | 12.3769
2021-09-01 | 11.3876 | 11.5131 | 11.1871 | 11.8391
2021-10-01 | 10.3196 | 10.0452 | 9.7176 | 10.3727
2021-11-01 | 10.1587 | 10.0105 | 9.6842 | 10.3369
2021-12-01 | 10.2829 | 10.0112 | 9.6859 | 10.3364
2022-01-01 | 11.7522 | 12.3223 | 11.9916 | 12.653
2022-02-01 | 12.2234 | 12.1872 | 11.8563 | 12.5181
2022-03-01 | 10.1025 | 9.6919 | 9.3635 | 10.0203
2022-04-01 | 9.6474 | 9.2371 | 8.9038 | 9.5704
2022-05-01 | 10.7608 | 10.469 | 10.1338 | 10.8041
2022-06-01 | 12.1314 | 12.0962 | 11.7618 | 12.4305
2022-07-01 | 13.176 | 12.9342 | 12.5981 | 13.2703
2022-08-01 | 12.9206 | 12.5451 | 12.2085 | 12.8816
2022-09-01 | 11.7512 | 11.7832 | 11.4492 | 12.1172
2022-10-01 | 10.474 | 10.5673 | 10.2375 | 10.897
2022-11-01 | 11.3374 | 11.336 | 11.0101 | 11.6619
2022-12-01 | 11.76 | 12.1988 | 11.8703 | 12.5273
2023-01-01 | 11.6171 | 11.4436 | 11.1164 | 11.7708
2023-02-01 | 11.8266 | 11.5331 | 11.206 | 11.8603
2023-03-01 | 10.6058 | 10.42 | 10.0939 | 10.7461
2023-04-01 | 10.3136 | 9.9742 | 9.6467 | 10.3017
2023-05-01 | 11.5569 | 11.4844 | 11.1579 | 11.8109
2023-06-01 | 12.991 | 12.9214 | 12.5948 | 13.2479
2023-07-01 | 13.5351 | 13.6889 | 13.3569 | 14.0209
2023-08-01 | 14.6745 | 14.3138 | 13.9795 | 14.6481
2023-09-01 | 13.1537 | 13.3498 | 13.0226 | 13.6769
2023-10-01 | 11.1526 | 11.4703 | 11.1444 | 11.7962
2023-11-01 | 11.6622 | 11.726 | 11.3976 | 12.0544
2023-12-01 | 11.9767 | 12.2497 | 11.9229 | 12.5766
2024-01-01 | 13.9306 | 14.0091 | 13.6734 | 14.3448
2024-02-01 | 11.4068 | 11.2001 | 10.8722 | 11.528
2024-03-01 | 11.2058 | 10.7902 | 10.4623 | 11.118
2024-04-01 | 10.7392 | 10.6572 | 10.3288 | 10.9856
2024-05-01 | 11.906 | 12.1202 | 11.7948 | 12.4456
2024-06-01 | 13.0427 | 12.9637 | 12.6371 | 13.2904
2024-07-01 | 13.4195 | 13.4264 | 13.099 | 13.7538
2024-08-01 | 14.6001 | 14.1445 | 13.8143 | 14.4748
2024-09-01 | 13.0536 | 13.2753 | 12.9463 | 13.6043
2024-10-01 | 11.9003 | 12.0898 | 11.7637 | 12.4158
2024-11-01 | 11.4415 | 11.4851 | 11.1576 | 11.8125
2024-12-01 | 12.2771 | 12.3485 | 12.0198 | 12.6773
2025-01-01 | 14.8265 | 14.3671 | 14.0292 | 14.705
2025-02-01 | 13.5628 | 12.7933 | 12.4645 | 13.1221
2025-03-01 | 10.3947 | 10.5593 | 10.2295 | 10.889
2025-04-01 | 10.7863 | 11.1042 | 10.7756 | 11.4327
2025-05-01 | 11.9456 | 12.1256 | 11.7992 | 12.452
2025-06-01 | 12.5095 | 12.9201 | 12.5923 | 13.2479
2025-07-01 | 13.1717 | 13.4373 | 13.1096 | 13.765
2025-08-01 | 13.8302 | 14.1143 | 13.7847 | 14.4438
2025-09-01 | 13.0739 | 13.3503 | 13.0223 | 13.6783
2025-10-01 | 11.6449 | 12.3437 | 12.0165 | 12.6709
2025-11-01 | 11.4162 | 11.5724 | 11.2434 | 11.9013
2025-12-01 | 12.4534
2026-01-01 | 13.6442 | 13.4861 | 13.148 | 13.8241
2026-02-01 | 11.8679 | 11.5384 | 11.2098 | 11.8671
2026-03-01 | 10.8732 | 10.8858 | 10.5541 | 11.2175
2026-04-01 | 11.3376 | 11.5174 | 11.1891 | 11.8458
2026-05-01 | 11.9946 | 12.0336 | 11.7061 | 12.3611
2026-06-01 | 13.1255 | 13.0943 | 12.7648 | 13.4238
2026-07-01 | 13.7329 | 13.8744 | 13.5435 | 14.2053
2026-08-01 |  | 14.3331 | 13.9982 | 14.6681 | 14.3868
2026-09-01 |  | 13.9904 | 13.6609 | 14.3199 | 13.1142
2026-10-01 |  | 12.0754 | 11.7464 | 12.4044 | 11.5763
2026-11-01 |  | 12.2263 | 11.8961 | 12.5565 | 11.4902
2026-12-01 |  | 13.0934 | 12.7629 | 13.4238 | 12.1656
2027-01-01 |  | 13.8096 | 13.4754 | 14.1439 | 13.9316
2027-02-01 |  | 13.0993 | 12.7687 | 13.4299 | 12.1448
2027-03-01 |  | 11.9604 | 11.6283 | 12.2926 | 10.809
2027-04-01 |  | 11.8092 | 11.4766 | 12.1417 | 10.9573
2027-05-01 |  | 12.4058 | 12.077 | 12.7345 | 11.9629
2027-06-01 |  | 13.3045 | 12.9755 | 13.6335 | 12.9076
2027-07-01 |  | 13.7425 | 13.411 | 14.0741 | 13.4559
2027-08-01 |  | 13.8126 | 13.4807 | 14.1446 | 14.3827
2027-09-01 |  | 13.0812 | 12.7527 | 13.4096 | 13.1147
2027-10-01 |  | 12.2882 | 11.9578 | 12.6186 | 11.5784
2027-11-01 |  | 12.4399 | 12.1081 | 12.7717 | 11.4887
2027-12-01 |  | 13.3078 | 12.976 | 13.6396 | 12.1499
2028-01-01 |  | 14.0248 | 13.6894 | 14.3602 | 13.8831
2028-02-01 |  | 13.3152 | 12.9832 | 13.6472 | 12.119
2028-03-01 |  | 12.1777 | 11.8437 | 12.5117 | 10.8091
2028-04-01 |  | 12.0273 | 11.6929 | 12.3616 | 10.9617
2028-05-01 |  | 12.6246 | 12.2945 | 12.9547 | 11.9662
2028-06-01 |  | 13.5241 | 13.1943 | 13.854 | 12.9081
2028-07-01 |  | 13.9631 | 13.631 | 14.2951 | 13.4548
2028-08-01 |  | 14.0343 | 13.7018 | 14.3667 | 14.3797
2028-09-01 |  | 13.3039 | 12.9744 | 13.6334 | 13.1162
2028-10-01 |  | 12.512 | 12.1798 | 12.8441 | 11.5816
2028-11-01 |  | 12.6648 | 12.3311 | 12.9985 | 11.4885
2028-12-01 |  | 13.5337 | 13.2002 | 13.8671 | 12.1361
2029-01-01 |  | 14.2518 | 13.915 | 14.5885
2029-02-01 |  | 13.5433 | 13.2095 | 13.877
2029-03-01 |  | 12.4062 | 12.07 | 12.7423
2029-04-01 |  | 12.2568 | 11.9203 | 12.5933
2029-05-01 |  | 12.8552 | 12.5234 | 13.187
2029-06-01 |  | 13.7558 | 13.4249 | 14.0867
2029-07-01 |  | 14.1957 | 13.8628 | 14.5285
2029-08-01 |  | 14.2676 | 13.9344 | 14.6009
2029-09-01 |  | 13.5381 | 13.2072 | 13.8689
2029-10-01 |  | 12.7469 | 12.4127 | 13.0811
2029-11-01 |  | 12.9006 | 12.5646 | 13.2365
2029-12-01 |  | 13.7702 | 13.4348 | 14.1056
2030-01-01 |  | 14.4891 | 14.1507 | 14.8276
2030-02-01 |  | 13.7814 | 13.4456 | 14.1171
2030-03-01 |  | 12.645 | 12.3064 | 12.9837
2030-04-01 |  | 12.4965 | 12.1575 | 12.8354
2030-05-01 |  | 13.0956 | 12.7618 | 13.4295
2030-06-01 |  | 13.9971 | 13.6648 | 14.3293
2030-07-01 |  | 14.437 | 14.1031 | 14.7709
2030-08-01 |  | 14.5083 | 14.174 | 14.8426
2030-09-01 |  | 13.7781 | 13.4456 | 14.1106
2030-10-01 |  | 12.9864 | 12.6498 | 13.3229
2030-11-01 |  | 13.1394 | 12.8009 | 13.4779
2030-12-01 |  | 14.0084 | 13.6707 | 14.3461
2031-01-01 |  | 14.7267 | 14.3863 | 15.0671
2031-02-01 |  | 14.0183 | 13.6802 | 14.3564
2031-03-01 |  | 12.8814 | 12.5401 | 13.2227
2031-04-01 |  | 12.7322 | 12.3905 | 13.0738
2031-05-01 |  | 13.3307 | 12.9947 | 13.6668
2031-06-01 |  | 14.2315 | 13.8977 | 14.5654
2031-07-01 |  | 14.6709 | 14.3357 | 15.0062
2031-08-01 |  | 14.7418 | 14.4062 | 15.0774
2031-09-01 |  | 14.0111 | 13.6767 | 14.3455
2031-10-01 |  | 13.219 | 12.8799 | 13.558
2031-11-01 |  | 13.3715 | 13.0303 | 13.7127
2031-12-01 |  | 14.2401 | 13.9 | 14.5802
2032-01-01 |  | 14.9579 | 14.6154 | 15.3005
2032-02-01 |  | 14.2491 | 13.9086 | 14.5897
2032-03-01 |  | 13.1124 | 12.7682 | 13.4566
2032-04-01 |  | 12.9628 | 12.6183 | 13.3073
2032-05-01 |  | 13.5609 | 13.2225 | 13.8994
2032-06-01 |  | 14.4613 | 14.1256 | 14.797
2032-07-01 |  | 14.9005 | 14.5638 | 15.2373
2032-08-01 |  | 14.9715 | 14.6343 | 15.3086
2032-09-01 |  | 14.2408 | 13.9044 | 14.5773
2032-10-01 |  | 13.4487 | 13.1069 | 13.7905
2032-11-01 |  | 13.6013 | 13.2572 | 13.9454
2032-12-01 |  | 14.4699 | 14.1272 | 14.8127
2033-01-01 |  | 15.1878 | 14.8429 | 15.5328
2033-02-01 |  | 14.4791 | 14.1359 | 14.8223
2033-03-01 |  | 13.3418 | 12.9945 | 13.6891
2033-04-01 |  | 13.1922 | 12.8447 | 13.5397
2033-05-01 |  | 13.7904 | 13.4493 | 14.1315
2033-06-01 |  | 14.6908 | 14.3531 | 15.0286
2033-07-01 |  | 15.1301 | 14.7915 | 15.4686
2033-08-01 |  | 15.2011 | 14.8622 | 15.54
2033-09-01 |  | 14.4705 | 14.1317 | 14.8093
2033-10-01 |  | 13.6784 | 13.3337 | 14.0231
2033-11-01 |  | 13.831 | 13.4838 | 14.1783
2033-12-01 |  | 14.6997 | 14.3542 | 15.0453

## Chart - ERCOT load
Date | Actual (EIA-930 net generation) | Baseline: weather + population | Baseline lower (-1 std) | Baseline upper (+1 std) | Baseline + unexplained held flat (reference)
2018-01-01 |  | 40.6329 | 39.5307 | 41.7351
2018-02-01 |  | 36.8219 | 35.7812 | 37.8626
2018-03-01 |  | 34.6722 | 33.6279 | 35.7166
2018-04-01 |  | 34.6826 | 33.6372 | 35.728
2018-05-01 |  | 45.2976 | 44.2628 | 46.3325
2018-06-01 |  | 51.7554 | 50.7033 | 52.8075
2018-07-01 |  | 53.4216 | 52.3634 | 54.4799
2018-08-01 |  | 51.5739 | 50.5289 | 52.619
2018-09-01 |  | 44.6508 | 43.6274 | 45.6743
2018-10-01 |  | 37.7103 | 36.6871 | 38.7336
2018-11-01 |  | 38.0261 | 37.0054 | 39.0468
2018-12-01 |  | 38.9756 | 37.9445 | 40.0067
2019-01-01 | 40.1956 | 40.387 | 39.3391 | 41.435
2019-02-01 | 38.9488 | 37.9628 | 36.9478 | 38.9777
2019-03-01 | 37.3575 | 36.7954 | 35.7867 | 37.804
2019-04-01 | 37.2368 | 36.3184 | 35.2967 | 37.34
2019-05-01 | 43.2199 | 42.0966 | 41.0885 | 43.1048
2019-06-01 | 48.6375 | 47.5795 | 46.5721 | 48.5868
2019-07-01 | 52.5195 | 51.4119 | 50.3959 | 52.4278
2019-08-01 | 55.9625 | 55.6161 | 54.5816 | 56.6507
2019-09-01 | 51.5821 | 52.3808 | 51.3681 | 53.3936
2019-10-01 | 41.1136 | 40.6881 | 39.6958 | 41.6804
2019-11-01 | 38.3168 | 38.4251 | 37.4331 | 39.4172
2019-12-01 | 39.2439 | 39.6675 | 38.6685 | 40.6666
2020-01-01 | 38.8676 | 39.4606 | 38.4668 | 40.4544
2020-02-01 | 40.1004 | 39.9626 | 38.967 | 40.9582
2020-03-01 | 37.6784 | 38.1174 | 37.121 | 39.1138
2020-04-01 | 37.1967 | 38.8969 | 37.9029 | 39.8909
2020-05-01 | 41.7699 | 43.3991 | 42.4118 | 44.3864
2020-06-01 | 48.9544 | 50.2033 | 49.2177 | 51.1889
2020-07-01 | 53.8557 | 54.5357 | 53.5362 | 55.5351
2020-08-01 | 54.4702 | 55.8117 | 54.8063 | 56.8171
2020-09-01 | 45.367 | 45.9181 | 44.9355 | 46.9007
2020-10-01 | 41.8391 | 41.7699 | 40.7864 | 42.7535
2020-11-01 | 37.7004 | 37.889 | 36.8937 | 38.8843
2020-12-01 | 40.6206 | 41.4225 | 40.4249 | 42.42
2021-01-01 | 41.2976 | 42.3068 | 41.2998 | 43.3138
2021-02-01 | 42.8803 | 44.5353 | 43.4939 | 45.5767
2021-03-01 | 36.522 | 38.0925 | 37.0984 | 39.0867
2021-04-01 | 38.8749 | 39.7098 | 38.7139 | 40.7056
2021-05-01 | 42.6482 | 42.9595 | 41.9688 | 43.9501
2021-06-01 | 51.6488 | 50.0413 | 49.0576 | 51.0251
2021-07-01 | 53.0227 | 52.0085 | 51.021 | 52.996
2021-08-01 | 55.338 | 53.7771 | 52.7842 | 54.77
2021-09-01 | 50.46 | 50.8532 | 49.8673 | 51.8391
2021-10-01 | 43.7614 | 42.9011 | 41.9076 | 43.8945
2021-11-01 | 38.8385 | 39.0263 | 38.0315 | 40.021
2021-12-01 | 40.566 | 39.7411 | 38.7454 | 40.7367
2022-01-01 | 44.8473 | 44.2873 | 43.2598 | 45.3148
2022-02-01 | 46.4271 | 44.3532 | 43.3265 | 45.38
2022-03-01 | 40.8286 | 39.7972 | 38.7987 | 40.7958
2022-04-01 | 42.7932 | 42.9515 | 41.9493 | 43.9538
2022-05-01 | 51.5934 | 50.8578 | 49.8647 | 51.8509
2022-06-01 | 58.0177 | 58.3501 | 57.332 | 59.3683
2022-07-01 | 61.3296 | 62.3171 | 61.2717 | 63.3625
2022-08-01 | 57.4417 | 57.3364 | 56.3208 | 58.352
2022-09-01 | 51.8145 | 51.7187 | 50.7166 | 52.7208
2022-10-01 | 43.3208 | 43.5233 | 42.5081 | 44.5386
2022-11-01 | 43.4948 | 43.4112 | 42.3985 | 44.424
2022-12-01 | 45.5642 | 44.5138 | 43.4846 | 45.543
2023-01-01 | 43.4912 | 43.3169 | 42.2894 | 44.3443
2023-02-01 | 45.2302 | 43.7934 | 42.7648 | 44.822
2023-03-01 | 42.8922 | 42.2363 | 41.2035 | 43.2691
2023-04-01 | 42.8967 | 41.2637 | 40.2113 | 42.316
2023-05-01 | 49.1522 | 47.5683 | 46.5318 | 48.6049
2023-06-01 | 59.4211 | 57.6148 | 56.5695 | 58.66
2023-07-01 | 63.7457 | 63.3291 | 62.2507 | 64.4074
2023-08-01 | 67.412 | 66.0174 | 64.9155 | 67.1194
2023-09-01 | 59.7125 | 58.8876 | 57.8238 | 59.9514
2023-10-01 | 47.8247 | 46.8116 | 45.7482 | 47.8751
2023-11-01 | 43.7899 | 43.1447 | 42.0689 | 44.2205
2023-12-01 | 44.8604 | 44.7808 | 43.6959 | 45.8658
2024-01-01 | 51.5376 | 48.7355 | 47.5985 | 49.8724
2024-02-01 | 44.2571 | 43.5646 | 42.4678 | 44.6614
2024-03-01 | 43.5012 | 42.663 | 41.5489 | 43.7772
2024-04-01 | 46.7963 | 45.5245 | 44.4074 | 46.6417
2024-05-01 | 54.036 | 52.6679 | 51.5614 | 53.7744
2024-06-01 | 61.9697 | 58.197 | 57.08 | 59.314
2024-07-01 | 60.2686 | 59.2261 | 58.1009 | 60.3513
2024-08-01 | 66.5362 | 63.1628 | 62.0188 | 64.3069
2024-09-01 | 57.2634 | 56.1608 | 55.0307 | 57.2909
2024-10-01 | 53.1154 | 51.7869 | 50.6491 | 52.9247
2024-11-01 | 46.9099 | 45.3201 | 44.1644 | 46.4759
2024-12-01 | 46.8607 | 45.5317 | 44.3727 | 46.6906
2025-01-01 | 54.3792 | 50.7471 | 49.5312 | 51.963
2025-02-01 | 51.5585 | 47.4815 | 46.3086 | 48.6544
2025-03-01 | 46.6423 | 44.6661 | 43.4807 | 45.8516
2025-04-01 | 50.7155 | 49.0065 | 47.8293 | 50.1838
2025-05-01 | 55.3956 | 52.585 | 51.409 | 53.761
2025-06-01 | 62.7299 | 58.7012 | 57.5214 | 59.881
2025-07-01 | 64.2533 | 60.3408 | 59.154 | 61.5276
2025-08-01 | 66.34 | 62.7721 | 61.5755 | 63.9687
2025-09-01 | 61.0225 | 57.7935 | 56.604 | 58.983
2025-10-01 | 55.0334 | 52.5338 | 51.3383 | 53.7293
2025-11-01 | 50.1231 | 46.29 | 45.0768 | 47.5031
2025-12-01 |  | 47.8364 | 46.6228 | 49.0499
2026-01-01 | 53.5154 | 49.9392 | 48.7045 | 51.1739
2026-02-01 | 49.3612 | 45.5177 | 44.2934 | 46.742
2026-03-01 | 50.9277 | 47.5945 | 46.3687 | 48.8202
2026-04-01 | 52.4235 | 49.4752 | 48.25 | 50.7004
2026-05-01 | 56.2297 | 52.1744 | 50.9528 | 53.3959
2026-06-01 | 65.5216 | 60.0356 | 58.8149 | 61.2563
2026-07-01 | 69.2811 | 63.5299 | 62.2979 | 64.7618
2026-08-01 | 73.0924 | 66.7964 | 65.5484 | 68.0443
2026-09-01 | 69.9025 | 62.4927 | 61.2585 | 63.727
2026-10-01 |  | 50.2845 | 49.0443 | 51.5246 | 54.6396
2026-11-01 |  | 46.9793 | 45.7309 | 48.2277 | 51.3344
2026-12-01 |  | 48.7689 | 47.5146 | 50.0232 | 53.124
2027-01-01 |  | 50.5745 | 49.2996 | 51.8495 | 54.9296
2027-02-01 |  | 48.7652 | 47.5053 | 50.0251 | 53.1203
2027-03-01 |  | 46.4018 | 45.1363 | 47.6673 | 50.7569
2027-04-01 |  | 47.6986 | 46.4291 | 48.9681 | 52.0537
2027-05-01 |  | 53.3968 | 52.1409 | 54.6527 | 57.7519
2027-06-01 |  | 60.1914 | 58.9365 | 61.4463 | 64.5465
2027-07-01 |  | 63.4303 | 62.1663 | 64.6944 | 67.7854
2027-08-01 |  | 63.8737 | 62.6055 | 65.142 | 68.2288
2027-09-01 |  | 58.2344 | 56.9714 | 59.4974 | 62.5895
2027-10-01 |  | 50.8902 | 49.6139 | 52.1666 | 55.2454
2027-11-01 |  | 47.5875 | 46.3025 | 48.8726 | 51.9426
2027-12-01 |  | 49.3795 | 48.0884 | 50.6706 | 53.7346
2028-01-01 |  | 51.1876 | 49.8761 | 52.4991 | 55.5427
2028-02-01 |  | 49.3806 | 48.0833 | 50.678 | 53.7357
2028-03-01 |  | 47.0212 | 45.718 | 48.3245 | 51.3763
2028-04-01 |  | 48.3205 | 47.0131 | 49.6278 | 52.6756
2028-05-01 |  | 54.021 | 52.727 | 55.315 | 58.3761
2028-06-01 |  | 60.8181 | 59.5253 | 62.1109 | 65.1732
2028-07-01 |  | 64.0599 | 62.758 | 65.3617 | 68.415
2028-08-01 |  | 64.5066 | 63.2003 | 65.813 | 68.8617
2028-09-01 |  | 58.8707 | 57.5685 | 60.1729 | 63.2258
2028-10-01 |  | 51.5298 | 50.2136 | 52.846 | 55.8849
2028-11-01 |  | 48.2304 | 46.9049 | 49.556 | 52.5855
2028-12-01 |  | 50.0257 | 48.6939 | 51.3575 | 54.3808
2029-01-01 |  | 51.8371 | 50.4852 | 53.1891 | 56.1922
2029-02-01 |  | 50.0334 | 48.6947 | 51.3722 | 54.3885
2029-03-01 |  | 47.6755 | 46.3306 | 49.0203 | 52.0306
2029-04-01 |  | 48.9781 | 47.629 | 50.3272 | 53.3332
2029-05-01 |  | 54.6819 | 53.3458 | 56.018 | 59.037
2029-06-01 |  | 61.4824 | 60.1476 | 62.8172 | 65.8375
2029-07-01 |  | 64.727 | 63.3833 | 66.0706 | 69.0821
2029-08-01 |  | 65.1762 | 63.8278 | 66.5246 | 69.5313
2029-09-01 |  | 59.5427 | 58.1974 | 60.8881 | 63.8978
2029-10-01 |  | 52.2042 | 50.8442 | 53.5642 | 56.5593
2029-11-01 |  | 48.9074 | 47.5375 | 50.2772 | 53.2625
2029-12-01 |  | 50.705 | 49.3287 | 52.0813 | 55.0601
2030-01-01 |  | 52.5189 | 51.1228 | 53.9151 | 56.874
2030-02-01 |  | 50.7176 | 49.3338 | 52.1015 | 55.0727
2030-03-01 |  | 48.362 | 46.9718 | 49.7522 | 52.7171
2030-04-01 |  | 49.6671 | 48.2726 | 51.0616 | 54.0222
2030-05-01 |  | 55.3733 | 53.9915 | 56.7552 | 59.7284
2030-06-01 |  | 62.1763 | 60.7959 | 63.5567 | 66.5314
2030-07-01 |  | 65.4211 | 64.0321 | 66.8101 | 69.7762
2030-08-01 |  | 65.8684 | 64.4747 | 67.2621 | 70.2235
2030-09-01 |  | 60.233 | 58.8416 | 61.6243 | 64.5881
2030-10-01 |  | 52.8926 | 51.4862 | 54.2989 | 57.2477
2030-11-01 |  | 49.5937 | 48.1773 | 51.0101 | 53.9488
2030-12-01 |  | 51.3895 | 49.9668 | 52.8122 | 55.7446
2031-01-01 |  | 53.2014 | 51.7594 | 54.6434 | 57.5565
2031-02-01 |  | 51.3982 | 49.968 | 52.8285 | 55.7533
2031-03-01 |  | 49.0408 | 47.6042 | 50.4774 | 53.3959
2031-04-01 |  | 50.3439 | 48.9032 | 51.7847 | 54.699
2031-05-01 |  | 56.0482 | 54.6201 | 57.4763 | 60.4033
2031-06-01 |  | 62.8492 | 61.423 | 64.2755 | 67.2043
2031-07-01 |  | 66.0924 | 64.658 | 67.5268 | 70.4475
2031-08-01 |  | 66.5382 | 65.0992 | 67.9773 | 70.8933
2031-09-01 |  | 60.9014 | 59.464 | 62.3388 | 65.2565
2031-10-01 |  | 53.5596 | 52.1069 | 55.0123 | 57.9147
2031-11-01 |  | 50.2594 | 48.7964 | 51.7223 | 54.6145
2031-12-01 |  | 52.0538 | 50.5846 | 53.5229 | 56.4089
2032-01-01 |  | 53.8644 | 52.3764 | 55.3523 | 58.2195
2032-02-01 |  | 52.0598 | 50.5831 | 53.5366 | 56.4149
2032-03-01 |  | 49.7029 | 48.2197 | 51.1861 | 54.058
2032-04-01 |  | 51.0047 | 49.5175 | 52.4919 | 55.3598
2032-05-01 |  | 56.7077 | 55.2331 | 58.1824 | 61.0628
2032-06-01 |  | 63.5074 | 62.035 | 64.9798 | 67.8625
2032-07-01 |  | 66.75 | 65.2698 | 68.2303 | 71.1051
2032-08-01 |  | 67.196 | 65.711 | 68.681 | 71.5511
2032-09-01 |  | 61.5593 | 60.0752 | 63.0434 | 65.9144
2032-10-01 |  | 54.2177 | 52.718 | 55.7174 | 58.5728
2032-11-01 |  | 50.9176 | 49.4074 | 52.4279 | 55.2727
2032-12-01 |  | 52.7122 | 51.1957 | 54.2286 | 57.0673
2033-01-01 |  | 54.5229 | 52.9881 | 56.0577 | 58.878
2033-02-01 |  | 52.7185 | 51.1943 | 54.2428 | 57.0736
2033-03-01 |  | 50.3599 | 48.8293 | 51.8906 | 54.7151
2033-04-01 |  | 51.6619 | 50.1273 | 53.1965 | 56.017
2033-05-01 |  | 57.3651 | 55.8429 | 58.8873 | 61.7202
2033-06-01 |  | 64.1649 | 62.6451 | 65.6847 | 68.52
2033-07-01 |  | 67.4077 | 65.8803 | 68.935 | 71.7628
2033-08-01 |  | 67.8538 | 66.3217 | 69.386 | 72.2089
2033-09-01 |  | 62.2173 | 60.6854 | 63.7492 | 66.5724
2033-10-01 |  | 54.8758 | 53.3279 | 56.4237 | 59.2309
2033-11-01 |  | 51.5759 | 50.0172 | 53.1345 | 55.931
2033-12-01 |  | 53.3706 | 51.8057 | 54.9355 | 57.7257

## Chart - ERCOT unexplained
Date | Monthly | 12-month average
2019-01-01 | -0.19145
2019-02-01 | 0.98601
2019-03-01 | 0.56214
2019-04-01 | 0.91837
2019-05-01 | 1.1233
2019-06-01 | 1.0581
2019-07-01 | 1.1076
2019-08-01 | 0.34636
2019-09-01 | -0.79874
2019-10-01 | 0.42547
2019-11-01 | -0.10837
2019-12-01 | -0.42368 | 0.41709
2020-01-01 | -0.59303 | 0.38362
2020-02-01 | 0.13781 | 0.31294
2020-03-01 | -0.43896 | 0.22951
2020-04-01 | -1.7003 | 0.011293
2020-05-01 | -1.6292 | -0.21808
2020-06-01 | -1.2489 | -0.41032
2020-07-01 | -0.67997 | -0.55929
2020-08-01 | -1.3414 | -0.69994
2020-09-01 | -0.5511 | -0.6793
2020-10-01 | 0.069149 | -0.70899
2020-11-01 | -0.18854 | -0.71567
2020-12-01 | -0.80183 | -0.74719
2021-01-01 | -1.0092 | -0.78186
2021-02-01 | -1.655 | -0.93126
2021-03-01 | -1.5705 | -1.0256
2021-04-01 | -0.83485 | -0.95344
2021-05-01 | -0.31123 | -0.84361
2021-06-01 | 1.6075 | -0.60558
2021-07-01 | 1.0142 | -0.4644
2021-08-01 | 1.5609 | -0.22255
2021-09-01 | -0.39323 | -0.20939
2021-10-01 | 0.86036 | -0.14345
2021-11-01 | -0.18776 | -0.14339
2021-12-01 | 0.82499 | -0.00782
2022-01-01 | 0.56 | 0.12294
2022-02-01 | 2.0738 | 0.43368
2022-03-01 | 1.0313 | 0.6505
2022-04-01 | -0.15831 | 0.70688
2022-05-01 | 0.7356 | 0.79412
2022-06-01 | -0.33242 | 0.63246
2022-07-01 | -0.98753 | 0.46565
2022-08-01 | 0.10528 | 0.34435
2022-09-01 | 0.095804 | 0.3851
2022-10-01 | -0.2025 | 0.29653
2022-11-01 | 0.083586 | 0.31914
2022-12-01 | 1.0504 | 0.33792
2023-01-01 | 0.17438 | 0.30579
2023-02-01 | 1.4369 | 0.2527
2023-03-01 | 0.6559 | 0.22142
2023-04-01 | 1.633 | 0.3707
2023-05-01 | 1.5838 | 0.44138
2023-06-01 | 1.8063 | 0.61961
2023-07-01 | 0.41661 | 0.73662
2023-08-01 | 1.3945 | 0.84406
2023-09-01 | 0.82488 | 0.90481
2023-10-01 | 1.0131 | 1.0061
2023-11-01 | 0.6452 | 1.0529
2023-12-01 | 0.079512 | 0.97201
2024-01-01 | 2.8021 | 1.191
2024-02-01 | 0.6925 | 1.129
2024-03-01 | 0.83816 | 1.1441
2024-04-01 | 1.2718 | 1.114
2024-05-01 | 1.3681 | 1.0961
2024-06-01 | 3.7727 | 1.2599
2024-07-01 | 1.0425 | 1.3121
2024-08-01 | 3.3733 | 1.477
2024-09-01 | 1.1026 | 1.5001
2024-10-01 | 1.3285 | 1.5264
2024-11-01 | 1.5898 | 1.6051
2024-12-01 | 1.329 | 1.7093
2025-01-01 | 3.6321 | 1.7784
2025-02-01 | 4.077 | 2.0605
2025-03-01 | 1.9762 | 2.1553
2025-04-01 | 1.709 | 2.1917
2025-05-01 | 2.8106 | 2.3119
2025-06-01 | 4.0287 | 2.3333
2025-07-01 | 3.9125 | 2.5724
2025-08-01 | 3.5679 | 2.5887
2025-09-01 | 3.229 | 2.7658
2025-10-01 | 2.4996 | 2.8634
2025-11-01 | 3.8331 | 3.0504
2026-01-01 | 3.5762
2026-02-01 | 3.8435
2026-03-01 | 3.3332
2026-04-01 | 2.9483
2026-05-01 | 4.0553
2026-06-01 | 5.486
2026-07-01 | 5.7512
2026-08-01 | 6.296
2026-09-01 | 7.4098

## Fit summary
Model | Specification | Term | Coefficient | Std error | t-stat | What it means | n | R2 | Adj R2 | Residual std | Hold-out RMSE (last 12m) | Hold-out MAPE % | Naive same-month-last-year RMSE | Flags
Electric power (gas, Bcf/d) | HDD/CDD, population + Henry Hub + wind+solar share | const | -46.9884 | 2.6188 | -17.9428 | intercept (level when every driver is zero; not physical on its own) | 90 | 0.97621 | 0.97479 | 0.21604 | 0.18215 | 2.7781 | 0.43203
Electric power (gas, Bcf/d) | HDD/CDD, population + Henry Hub + wind+solar share | HDD per day | 0.10871 | 0.012546 | 8.6646 | Bcf/d per +1 average daily heating degree-day (18C) in the month; one cold month at 10 HDD/day vs 0 adds 10x this | 90 | 0.97621 | 0.97479 | 0.21604 | 0.18215 | 2.7781 | 0.43203
Electric power (gas, Bcf/d) | HDD/CDD, population + Henry Hub + wind+solar share | CDD per day | 0.24866 | 0.010928 | 22.7533 | Bcf/d per +1 average daily cooling degree-day (18C); a hot month at 10 CDD/day vs 0 adds 10x this | 90 | 0.97621 | 0.97479 | 0.21604 | 0.18215 | 2.7781 | 0.43203
Electric power (gas, Bcf/d) | HDD/CDD, population + Henry Hub + wind+solar share | Population (million) | 1.7935 | 0.094878 | 18.903 | Bcf/d per +1 million Texans (with a trend in the model, the two share the same growth and are hard to separate) | 90 | 0.97621 | 0.97479 | 0.21604 | 0.18215 | 2.7781 | 0.43203
Electric power (gas, Bcf/d) | HDD/CDD, population + Henry Hub + wind+solar share | Henry Hub ($/MMBtu) | -0.073948 | 0.014585 | -5.0701 | Bcf/d per +$1/MMBtu monthly Henry Hub (negative = switching to coal/renewables when gas is dear) | 90 | 0.97621 | 0.97479 | 0.21604 | 0.18215 | 2.7781 | 0.43203
Electric power (gas, Bcf/d) | HDD/CDD, population + Henry Hub + wind+solar share | ERCOT wind+solar share | -6.538 | 0.55897 | -11.6966 | Bcf/d per +1.0 (=100 percentage points) wind+solar share; divide by 10 for +10 points | 90 | 0.97621 | 0.97479 | 0.21604 | 0.18215 | 2.7781 | 0.43203
Residential (gas, Bcf/d) | HDD/CDD, trend | const | 0.23008 | 0.034474 | 6.6741 | intercept (level when every driver is zero; not physical on its own) | 139 | 0.92658 | 0.92494 | 0.12932 | 0.10225 | 19.487 | 0.22269
Residential (gas, Bcf/d) | HDD/CDD, trend | HDD per day | 0.12456 | 0.0047418 | 26.2682 | Bcf/d per +1 average daily heating degree-day (18C) in the month; one cold month at 10 HDD/day vs 0 adds 10x this | 139 | 0.92658 | 0.92494 | 0.12932 | 0.10225 | 19.487 | 0.22269
Residential (gas, Bcf/d) | HDD/CDD, trend | CDD per day | -0.0080012 | 0.0035252 | -2.2697 | Bcf/d per +1 average daily cooling degree-day (18C); a hot month at 10 CDD/day vs 0 adds 10x this | 139 | 0.92658 | 0.92494 | 0.12932 | 0.10225 | 19.487 | 0.22269
Residential (gas, Bcf/d) | HDD/CDD, trend | Trend (years) | 0.0092428 | 0.0032972 | 2.8032 | Bcf/d per year beyond the other drivers (efficiency, electrification, new load, anything omitted) | 139 | 0.92658 | 0.92494 | 0.12932 | 0.10225 | 19.487 | 0.22269
Commercial (gas, Bcf/d) | HDD/CDD, trend | const | 0.36909 | 0.01518 | 24.3147 | intercept (level when every driver is zero; not physical on its own) | 139 | 0.90949 | 0.90748 | 0.056941 | 0.037935 | 6.8956 | 0.12215
Commercial (gas, Bcf/d) | HDD/CDD, trend | HDD per day | 0.046717 | 0.0020879 | 22.3751 | Bcf/d per +1 average daily heating degree-day (18C) in the month; one cold month at 10 HDD/day vs 0 adds 10x this | 139 | 0.90949 | 0.90748 | 0.056941 | 0.037935 | 6.8956 | 0.12215
Commercial (gas, Bcf/d) | HDD/CDD, trend | CDD per day | -0.0050517 | 0.0015522 | -3.2545 | Bcf/d per +1 average daily cooling degree-day (18C); a hot month at 10 CDD/day vs 0 adds 10x this | 139 | 0.90949 | 0.90748 | 0.056941 | 0.037935 | 6.8956 | 0.12215
Commercial (gas, Bcf/d) | HDD/CDD, trend | Trend (years) | 0.0084209 | 0.0014518 | 5.8002 | Bcf/d per year beyond the other drivers (efficiency, electrification, new load, anything omitted) | 139 | 0.90949 | 0.90748 | 0.056941 | 0.037935 | 6.8956 | 0.12215
Industrial (gas, Bcf/d) | HDD/CDD, population | const | -15.2366 | 0.79218 | -19.2338 | intercept (level when every driver is zero; not physical on its own) | 139 | 0.83716 | 0.83354 | 0.19165 | 0.17385 | 2.522 | 0.12472
Industrial (gas, Bcf/d) | HDD/CDD, population | HDD per day | 0.037535 | 0.0070268 | 5.3417 | Bcf/d per +1 average daily heating degree-day (18C) in the month; one cold month at 10 HDD/day vs 0 adds 10x this | 139 | 0.83716 | 0.83354 | 0.19165 | 0.17385 | 2.522 | 0.12472
Industrial (gas, Bcf/d) | HDD/CDD, population | CDD per day | 0.00034466 | 0.0052227 | 0.065993 | Bcf/d per +1 average daily cooling degree-day (18C); a hot month at 10 CDD/day vs 0 adds 10x this | 139 | 0.83716 | 0.83354 | 0.19165 | 0.17385 | 2.522 | 0.12472
Industrial (gas, Bcf/d) | HDD/CDD, population | Population (million) | 0.69472 | 0.027207 | 25.535 | Bcf/d per +1 million Texans (with a trend in the model, the two share the same growth and are hard to separate) | 139 | 0.83716 | 0.83354 | 0.19165 | 0.17385 | 2.522 | 0.12472
ERCOT load baseline (GW) | HDD/CDD + population, fit Jan/19-Dec/22 | const | -191.2827 | 21.5831 | -8.8626 | intercept (level when every driver is zero; not physical on its own) | 48 | 0.98055 | 0.97922 | 0.96533 |  |  |  | baseline is extrapolated beyond the window; the gap to actual is the unexplained growth
ERCOT load baseline (GW) | HDD/CDD + population, fit Jan/19-Dec/22 | HDD per day | 0.92567 | 0.060853 | 15.2116 | GW average load per +1 average daily heating degree-day (18C) in the month; one cold month at 10 HDD/day vs 0 adds 10x this | 48 | 0.98055 | 0.97922 | 0.96533 |  |  |  | baseline is extrapolated beyond the window; the gap to actual is the unexplained growth
ERCOT load baseline (GW) | HDD/CDD + population, fit Jan/19-Dec/22 | CDD per day | 1.7897 | 0.045751 | 39.1184 | GW average load per +1 average daily cooling degree-day (18C); a hot month at 10 CDD/day vs 0 adds 10x this | 48 | 0.98055 | 0.97922 | 0.96533 |  |  |  | baseline is extrapolated beyond the window; the gap to actual is the unexplained growth
ERCOT load baseline (GW) | HDD/CDD + population, fit Jan/19-Dec/22 | Population (million) | 7.7223 | 0.74082 | 10.424 | GW average load per +1 million Texans (with a trend in the model, the two share the same growth and are hard to separate) | 48 | 0.98055 | 0.97922 | 0.96533 |  |  |  | baseline is extrapolated beyond the window; the gap to actual is the unexplained growth
ERCOT load, full sample with trend (reference) | HDD/CDD + population + trend, Jan/19-Sep/26 | const | -107.2513 | 87.8727 | -1.2205 | intercept (level when every driver is zero; not physical on its own) | 92 | 0.98359 | 0.98283 | 1.1734 | 2.485 | 3.3817 |  | population and trend correlation 0.987: their coefficients are not separately identified; the trend term absorbs the step-up
ERCOT load, full sample with trend (reference) | HDD/CDD + population + trend, Jan/19-Sep/26 | HDD per day | 0.99888 | 0.054345 | 18.3804 | GW average load per +1 average daily heating degree-day (18C) in the month; one cold month at 10 HDD/day vs 0 adds 10x this | 92 | 0.98359 | 0.98283 | 1.1734 | 2.485 | 3.3817 |  | population and trend correlation 0.987: their coefficients are not separately identified; the trend term absorbs the step-up
ERCOT load, full sample with trend (reference) | HDD/CDD + population + trend, Jan/19-Sep/26 | CDD per day | 1.8633 | 0.037801 | 49.2926 | GW average load per +1 average daily cooling degree-day (18C); a hot month at 10 CDD/day vs 0 adds 10x this | 92 | 0.98359 | 0.98283 | 1.1734 | 2.485 | 3.3817 |  | population and trend correlation 0.987: their coefficients are not separately identified; the trend term absorbs the step-up
ERCOT load, full sample with trend (reference) | HDD/CDD + population + trend, Jan/19-Sep/26 | Population (million) | 4.5738 | 3.1323 | 1.4602 | GW average load per +1 million Texans (with a trend in the model, the two share the same growth and are hard to separate) | 92 | 0.98359 | 0.98283 | 1.1734 | 2.485 | 3.3817 |  | population and trend correlation 0.987: their coefficients are not separately identified; the trend term absorbs the step-up
ERCOT load, full sample with trend (reference) | HDD/CDD + population + trend, Jan/19-Sep/26 | Trend (years) | 1.2193 | 0.5912 | 2.0624 | GW average load per year beyond the other drivers (efficiency, electrification, new load, anything omitted) | 92 | 0.98359 | 0.98283 | 1.1734 | 2.485 | 3.3817 |  | population and trend correlation 0.987: their coefficients are not separately identified; the trend term absorbs the step-up

## Candidates
Sector | Candidate | Hold-out RMSE (Bcf/d) | Hold-out MAPE % | Hold-out bias (Bcf/d) | In-sample R2 | Adj R2 | n | Signs plausible | Chosen
Electric power | HDD/CDD, population + Henry Hub + wind+solar share | 0.18215 | 2.7781 | -0.014256 | 0.97621 | 0.97479 | 90 | yes | CHOSEN
Electric power | HDD/CDD, population + trend + Henry Hub + wind+solar share | 0.18918 | 2.8473 | -0.047758 | 0.97632 | 0.97461 | 90 | yes
Electric power | HDD/CDD, trend + Henry Hub + wind+solar share | 0.20132 | 2.9591 | 0.046699 | 0.97401 | 0.97246 | 90 | yes
Electric power | month dummies, population + Henry Hub + wind+solar share | 0.20488 | 2.4593 | 0.058787 | 0.94688 | 0.93696 | 90 | yes
Electric power | month dummies, population + trend + Henry Hub + wind+solar share | 0.20929 | 2.5114 | 0.036199 | 0.9469 | 0.93613 | 90 | yes
Electric power | month dummies, trend + Henry Hub + wind+solar share | 0.22244 | 2.6856 | 0.13705 | 0.94448 | 0.93412 | 90 | yes
Electric power | month dummies, population + trend | 0.24399 | 3.7306 | 0.0014975 | 0.86768 | 0.85392 | 139 | yes
Electric power | month dummies, population | 0.25218 | 3.5653 | -0.0028286 | 0.865 | 0.85214 | 139 | yes
Electric power | month dummies, trend | 0.26016 | 3.6534 | -0.019007 | 0.86157 | 0.84838 | 139 | yes
Electric power | HDD/CDD, population + trend | 0.26066 | 4.0993 | -0.088815 | 0.90662 | 0.90384 | 139 | yes
Electric power | month dummies, population + trend + Henry Hub | 0.26773 | 3.8211 | -0.00308 | 0.86963 | 0.85491 | 139 | yes
Electric power | month dummies, population + Henry Hub | 0.27521 | 3.8029 | -0.0045065 | 0.86927 | 0.85568 | 139 | yes
Electric power | HDD/CDD, population | 0.2845 | 4.512 | -0.093112 | 0.89955 | 0.89732 | 139 | yes
Electric power | month dummies, trend + Henry Hub | 0.29183 | 3.9772 | -0.012205 | 0.86789 | 0.85415 | 139 | yes
Electric power | HDD/CDD, trend | 0.29911 | 4.8121 | -0.11275 | 0.89547 | 0.89315 | 139 | yes
Electric power | HDD/CDD, population + trend + Henry Hub | 0.3585 | 5.3381 | -0.10362 | 0.91358 | 0.91033 | 139 | yes
Electric power | HDD/CDD, population + Henry Hub | 0.368 | 5.4392 | -0.10477 | 0.91291 | 0.91031 | 139 | yes
Electric power | HDD/CDD, trend + Henry Hub | 0.38944 | 5.7643 | -0.11117 | 0.91153 | 0.90888 | 139 | yes
Residential | HDD/CDD, trend | 0.10225 | 19.487 | 0.022498 | 0.92658 | 0.92494 | 139 | yes | CHOSEN
Residential | HDD/CDD, population + trend | 0.10258 | 19.5805 | 0.022781 | 0.92658 | 0.92438 | 139 | NO: population coefficient < 0
Residential | HDD/CDD, population | 0.10268 | 19.5936 | 0.022802 | 0.92656 | 0.92492 | 139 | yes
Residential | month dummies, population | 0.13978 | 21.0789 | 0.098342 | 0.90162 | 0.89225 | 139 | yes
Residential | month dummies, population + trend | 0.14039 | 20.5949 | 0.097015 | 0.90337 | 0.89332 | 139 | NO: population coefficient < 0
Residential | month dummies, trend | 0.14164 | 21.8429 | 0.10086 | 0.90173 | 0.89237 | 139 | yes
Commercial | HDD/CDD, trend | 0.037935 | 6.8956 | 0.020764 | 0.90949 | 0.90748 | 139 | yes | CHOSEN
Commercial | HDD/CDD, population | 0.038371 | 7.0208 | 0.021425 | 0.90978 | 0.90777 | 139 | yes
Commercial | HDD/CDD, population + trend | 0.038568 | 7.0851 | 0.021517 | 0.90989 | 0.9072 | 139 | yes
Commercial | month dummies, population | 0.082722 | 10.1091 | 0.049656 | 0.86635 | 0.85362 | 139 | yes
Commercial | month dummies, population + trend | 0.08289 | 10.075 | 0.049336 | 0.86695 | 0.85311 | 139 | NO: population coefficient < 0
Commercial | month dummies, trend | 0.083036 | 10.1845 | 0.05 | 0.86663 | 0.85392 | 139 | yes
Industrial | HDD/CDD, population | 0.17385 | 2.522 | 0.13871 | 0.83716 | 0.83354 | 139 | yes | CHOSEN
Industrial | HDD/CDD, population + trend | 0.17421 | 2.5938 | 0.13576 | 0.86103 | 0.85689 | 139 | NO: population coefficient < 0
Industrial | HDD/CDD, trend | 0.17738 | 2.6311 | 0.14402 | 0.85131 | 0.84801 | 139 | yes
Industrial | month dummies, population + trend | 0.17776 | 2.7763 | 0.15644 | 0.89371 | 0.88265 | 139 | NO: population coefficient < 0
Industrial | month dummies, population | 0.1855 | 2.8696 | 0.16153 | 0.86565 | 0.85285 | 139 | yes
Industrial | month dummies, trend | 0.18718 | 2.9625 | 0.16685 | 0.88109 | 0.86976 | 139 | yes

## Assumptions
Assumption | Value used (edit) | Auto default (this run) | Unit | Note
Texas population growth after the last Census year (% per year) | 0.278 | 0.278 | % per year | Applies after the last annual point (2031). Default = 5-year CAGR of the Census series (0.28%). The IMF outlook for the whole US is far lower; Texas has grown faster than the US.
Henry Hub, forecast months ($/MMBtu) | 3.59 | 3.59 | $/MMBtu | Held flat in forecast months; default = mean of the last 12 months of the Henry Hub monthly series. Only the electric-power model uses it, if the chosen candidate includes it.
ERCOT wind+solar share of generation, forecast months | 0.398 | 0.398 | share | Held flat; default = last-12-month mean. Rising wind/solar/battery output would lower gas burn: a flat share is a conservative assumption. Used only if the chosen electric-power candidate includes it.
Normal-weather window, first year | 2016 | 2016 | year | Normal weather = average HDD/CDD per day by calendar month over these complete years (default: the last 10).
Normal-weather window, last year | 2025 | 2025 | year | Last complete year in the temperature store.
ERCOT baseline fit window, last month (YYYYMM) | 202212 | 202212 | YYYYMM | The ERCOT baseline (weather + population) is fit on data up to this month and extrapolated; default Dec 2022, before the recent step-up in load.
Prediction band, number of standard errors | 1 | 1 | x | Band = fitted/forecast +/- this x the prediction standard error (residual noise + coefficient uncertainty).

## Summary
Period | Regression other sectors (Bcf/d) | Regression lower | Regression upper | Existing forecast, four sectors (Bcf/d) | ERCOT baseline (GW)
Dec 2026 | 13.0934 | 12.7629 | 13.4238 | 12.1656 | 48.7689
Year 2026 average | 12.6791 |  |  | 12.5466 | 53.6323
Dec 2028 | 13.5337 | 13.2002 | 13.8671 | 12.1361 | 50.0257
Year 2028 average | 13.1421 |  |  | 12.4003 | 53.9977
Dec 2033 | 14.6997 | 14.3542 | 15.0453 |  | 53.3706
Year 2033 average | 14.3077 |  |  |  | 57.3412

## Forecast
Month | Type | HDD per day (actual; normal in forecast months) | CDD per day (actual; normal in forecast months) | Texas population (million) | Henry Hub ($/MMBtu; assumption in forecast months) | ERCOT wind+solar share | Electric power actual | Electric power fitted (actual weather) / forecast (normal weather) | Electric power lower | Electric power upper | Residential actual | Residential fitted (actual weather) / forecast (normal weather) | Residential lower | Residential upper | Commercial actual | Commercial fitted (actual weather) / forecast (normal weather) | Commercial lower | Commercial upper | Industrial actual | Industrial fitted (actual weather) / forecast (normal weather) | Industrial lower | Industrial upper | Other sectors actual (sum of four) | Other sectors fitted / forecast (sum of four) | Other sectors lower (band in quadrature, sectors independent) | Other sectors upper (band in quadrature, sectors independent) | Existing damped-trend forecast, four sectors (texas_gas_monthly, to Dec 2028) | ERCOT load actual (GW, EIA-930 net generation) | ERCOT baseline (weather + population, fit on window; actual weather, normal weather in forecast months) | ERCOT baseline lower | ERCOT baseline upper | ERCOT unexplained load growth (GW) = actual - baseline | ERCOT unexplained, 12-month average (GW) | ERCOT baseline + unexplained held at last-12-month level (reference)
2015-01-01 | History | 11.0254 | 0 | 28.1172 | 2.9945 |  | 4.0803 |  |  |  | 1.7297 | 1.6034 | 1.469 | 1.7377 | 0.88348 | 0.88416 | 0.825 | 0.94332 | 4.5241 | 4.7108 | 4.5117 | 4.9099 | 11.2176 | [5 empty] | 36.0535 | 34.7648 | 37.3423
2015-02-01 | History | 9.2456 | 0.024314 | 28.1338 | 2.8747 |  | 4.0544 |  |  |  | 1.3175 | 1.3823 | 1.2494 | 1.5152 | 0.77682 | 0.80161 | 0.74311 | 0.86011 | 4.4763 | 4.6556 | 4.4587 | 4.8525 | 10.625 | [5 empty] | 34.5783 | 33.3215 | 35.8352
2015-03-01 | History | 4.1019 | 0.47618 | 28.1499 | 2.8309 |  | 4.1049 |  |  |  | 1.1134 | 0.73869 | 0.60727 | 0.87012 | 0.65868 | 0.55967 | 0.5018 | 0.61754 | 4.2923 | 4.4739 | 4.2791 | 4.6686 | 10.1692 | [5 empty] | 30.7501 | 29.5221 | 31.978
2015-04-01 | History | 0.59148 | 2.5784 | 28.1672 | 2.609 |  | 3.9094 |  |  |  | 0.3662 | 0.28541 | 0.15343 | 0.41738 | 0.42097 | 0.38577 | 0.32766 | 0.44388 | 4.3255 | 4.3548 | 4.1592 | 4.5504 | 9.0221 | [5 empty] | 31.3959 | 30.162 | 32.6298
2015-05-01 | History | 0.027419 | 5.0175 | 28.1838 | 2.85 |  | 3.9468 |  |  |  | 0.22119 | 0.19639 | 0.064858 | 0.32792 | 0.32948 | 0.34779 | 0.28987 | 0.4057 | 4.351 | 4.346 | 4.1511 | 4.541 | 8.8485 | [5 empty] | 35.3679 | 34.1463 | 36.5895
2015-06-01 | History | 0 | 8.2773 | 28.2011 | 2.7836 |  | 4.8394 |  |  |  | 0.212 | 0.16768 | 0.036311 | 0.29904 | 0.354 | 0.33076 | 0.27291 | 0.3886 | 4.3341 | 4.3581 | 4.1634 | 4.5528 | 9.7395 | [5 empty] | 41.3095 | 40.0946 | 42.5245
2015-07-01 | History | 0 | 10.5238 | 28.2177 | 2.8396 |  | 5.7862 |  |  |  | 0.209 | 0.15046 | 0.018646 | 0.28228 | 0.34352 | 0.3201 | 0.26206 | 0.37814 | 4.3129 | 4.3704 | 4.1751 | 4.5657 | 10.6516 | [5 empty] | 45.4583 | 44.2396 | 46.6771
2015-08-01 | History | 0 | 11.8386 | 28.2347 | 2.7738 |  | 5.9261 |  |  |  | 0.15726 | 0.14073 | 0.0084469 | 0.273 | 0.30387 | 0.31417 | 0.25593 | 0.37242 | 4.3863 | 4.3827 | 4.1867 | 4.5787 | 10.7735 | [5 empty] | 47.9433 | 46.7215 | 49.1651
2015-09-01 | History | 0 | 9.2537 | 28.2518 | 2.6609 |  | 4.9807 |  |  |  | 0.18003 | 0.16219 | 0.030788 | 0.2936 | 0.3211 | 0.32794 | 0.27008 | 0.3858 | 4.2691 | 4.3937 | 4.199 | 4.5884 | 9.7509 | [5 empty] | 43.449 | 42.2522 | 44.6459
2015-10-01 | History | 0.16292 | 4.4317 | 28.2684 | 2.3409 |  | 4.179 |  |  |  | 0.20432 | 0.22183 | 0.090406 | 0.35325 | 0.33974 | 0.36061 | 0.30274 | 0.41847 | 4.2595 | 4.4097 | 4.2149 | 4.6044 | 8.9825 | [5 empty] | 35.0977 | 33.911 | 36.2843
2015-11-01 | History | 3.9118 | 0.63774 | 28.2855 | 2.0924 |  | 3.617 |  |  |  | 0.36757 | 0.71993 | 0.58878 | 0.85107 | 0.45713 | 0.55562 | 0.49788 | 0.61337 | 4.5861 | 4.5609 | 4.3666 | 4.7552 | 9.0277 | [5 empty] | 31.9097 | 30.7387 | 33.0807
2015-12-01 | History | 6.7478 | 0.39203 | 28.302 | 1.9296 |  | 3.9096 |  |  |  | 0.90429 | 1.0759 | 0.94457 | 1.2072 | 0.61013 | 0.69005 | 0.63222 | 0.74787 | 4.6875 | 4.6788 | 4.4842 | 4.8733 | 10.1116 | [5 empty] | 34.2228 | 33.056 | 35.3896
2016-01-01 | History | 10.029 | 0.0037027 | 28.3191 | 2.2824 |  | 3.9598 |  |  |  | 1.3362 | 1.4885 | 1.3554 | 1.6216 | 0.75929 | 0.84601 | 0.78742 | 0.9046 | 4.5884 | 4.8137 | 4.6166 | 5.0108 | 10.6437 | [5 empty] | 36.6971 | 35.5063 | 37.8879
2016-02-01 | History | 5.8389 | 0.090766 | 28.3356 | 1.989 |  | 3.6285 |  |  |  | 1.0368 | 0.96667 | 0.83557 | 1.0978 | 0.64703 | 0.65054 | 0.59281 | 0.70826 | 4.5352 | 4.6679 | 4.4737 | 4.8621 | 9.8475 | [5 empty] | 33.102 | 31.9511 | 34.2528
2016-03-01 | History | 2.3809 | 0.83757 | 28.3522 | 1.7283 |  | 3.8649 |  |  |  | 0.53652 | 0.5307 | 0.3993 | 0.66211 | 0.46774 | 0.48589 | 0.42803 | 0.54375 | 4.4446 | 4.5499 | 4.3552 | 4.7446 | 9.3138 | [5 empty] | 31.3653 | 30.2121 | 32.5185
2016-04-01 | History | 0.61184 | 2.3733 | 28.3692 | 1.9186 |  | 3.9188 |  |  |  | 0.38613 | 0.29884 | 0.16719 | 0.4305 | 0.43183 | 0.3962 | 0.33823 | 0.45417 | 4.229 | 4.4959 | 4.3008 | 4.6909 | 8.9658 | [5 empty] | 32.6081 | 31.4542 | 33.7619
2016-05-01 | History | 0.14941 | 4.5934 | 28.3858 | 1.9223 |  | 4.2724 |  |  |  | 0.23784 | 0.22424 | 0.093074 | 0.3554 | 0.33561 | 0.36407 | 0.30631 | 0.42182 | 4.1494 | 4.4908 | 4.2964 | 4.6851 | 8.9952 | [5 empty] | 36.2812 | 35.1405 | 37.4218
2016-06-01 | History | 0 | 8.7182 | 28.4029 | 2.5864 |  | 5.0489 |  |  |  | 0.23593 | 0.17341 | 0.04241 | 0.30441 | 0.37313 | 0.33697 | 0.27928 | 0.39465 | 4.2784 | 4.4984 | 4.3044 | 4.6925 | 9.9363 | [5 empty] | 43.657 | 42.5222 | 44.7918
2016-07-01 | History | 0 | 11.3121 | 28.4186 | 2.8229 |  | 5.4995 |  |  |  | 0.18568 | 0.15342 | 0.02175 | 0.28508 | 0.32065 | 0.32455 | 0.26658 | 0.38253 | 4.5955 | 4.5103 | 4.3152 | 4.7053 | 10.6014 | [5 empty] | 48.4205 | 47.2762 | 49.5649
2016-08-01 | History | 0 | 10.0313 | 28.4339 | 2.8239 |  | 5.6348 |  |  |  | 0.17355 | 0.16445 | 0.033237 | 0.29566 | 0.31903 | 0.33174 | 0.27396 | 0.38951 | 4.6188 | 4.5205 | 4.3261 | 4.7148 | 10.7461 | [5 empty] | 46.247 | 45.1173 | 47.3767
2016-09-01 | History | 0.0028051 | 8.1752 | 28.4493 | 2.9936 |  | 4.8137 |  |  |  | 0.17843 | 0.18043 | 0.049591 | 0.31127 | 0.32973 | 0.34196 | 0.28435 | 0.39957 | 4.5633 | 4.5306 | 4.3368 | 4.7245 | 9.8851 | [5 empty] | 43.0464 | 41.93 | 44.1627
2016-10-01 | History | 0.092181 | 4.4883 | 28.4642 | 2.9786 |  | 3.5956 |  |  |  | 0.20994 | 0.22182 | 0.09075 | 0.3529 | 0.34023 | 0.36545 | 0.30774 | 0.42317 | 4.4267 | 4.5431 | 4.3489 | 4.7372 | 8.5725 | [5 empty] | 36.6455 | 35.5316 | 37.7594
2016-11-01 | History | 2.1181 | 1.1571 | 28.4796 | 2.5495 |  | 3.1582 |  |  |  | 0.30373 | 0.50161 | 0.37043 | 0.63279 | 0.4278 | 0.47764 | 0.41988 | 0.5354 | 4.6716 | 4.6286 | 4.4343 | 4.823 | 8.5613 | [5 empty] | 32.6776 | 31.5688 | 33.7864
2016-12-01 | History | 7.6175 | 0.35211 | 28.4944 | 3.5914 |  | 2.8713 |  |  |  | 0.93758 | 1.1938 | 1.0625 | 1.3251 | 0.64026 | 0.73932 | 0.6815 | 0.79713 | 4.9821 | 4.8451 | 4.6506 | 5.0396 | 9.4312 | [5 empty] | 36.4425 | 35.3392 | 37.5459
2017-01-01 | History | 7.2535 | 0.10966 | 28.5098 | 3.3045 |  | 2.7697 |  |  |  | 1.2592 | 1.1512 | 1.0201 | 1.2823 | 0.77006 | 0.72425 | 0.66651 | 0.78199 | 4.6853 | 4.842 | 4.6478 | 5.0363 | 9.4843 | [5 empty] | 35.7903 | 34.6949 | 36.8858
2017-02-01 | History | 3.5203 | 0.62295 | 28.5247 | 2.853 |  | 2.6558 |  |  |  | 0.79025 | 0.68287 | 0.55205 | 0.81369 | 0.58721 | 0.54797 | 0.49037 | 0.60557 | 4.7178 | 4.7124 | 4.5186 | 4.9062 | 8.751 | [5 empty] | 33.3682 | 32.2804 | 34.4559
2017-03-01 | History | 1.7273 | 1.6043 | 28.5391 | 2.8796 |  | 2.9402 |  |  |  | 0.51687 | 0.45238 | 0.32129 | 0.58348 | 0.47068 | 0.45989 | 0.40217 | 0.51761 | 4.5216 | 4.6554 | 4.4612 | 4.8497 | 8.4493 | [5 empty] | 33.5758 | 32.4851 | 34.6665
2017-04-01 | History | 0.41588 | 2.8373 | 28.5544 | 3.102 |  | 3.1184 |  |  |  | 0.31377 | 0.27996 | 0.14868 | 0.41124 | 0.40393 | 0.39311 | 0.33531 | 0.45092 | 4.3895 | 4.6173 | 4.4228 | 4.8118 | 8.2257 | [5 empty] | 34.6873 | 33.596 | 35.7786
2017-05-01 | History | 0.023237 | 5.7186 | 28.5693 | 3.1496 |  | 3.5398 |  |  |  | 0.2499 | 0.20876 | 0.078072 | 0.33944 | 0.36116 | 0.36091 | 0.30336 | 0.41845 | 4.286 | 4.6139 | 4.4203 | 4.8075 | 8.4369 | [5 empty] | 39.5955 | 38.5186 | 40.6724
2017-06-01 | History | 0 | 9.1621 | 28.5847 | 2.9755 |  | 4.8621 |  |  |  | 0.19403 | 0.1791 | 0.048363 | 0.30983 | 0.3388 | 0.34314 | 0.28558 | 0.4007 | 4.6573 | 4.6249 | 4.4312 | 4.8186 | 10.0522 | [5 empty] | 45.8554 | 44.7799 | 46.931
2017-07-01 | History | 0 | 11.3985 | 28.5984 | 2.9843 |  | 5.8951 |  |  |  | 0.19355 | 0.16196 | 0.030612 | 0.29331 | 0.336 | 0.33253 | 0.2747 | 0.39037 | 4.6033 | 4.6352 | 4.4406 | 4.8298 | 11.028 | [5 empty] | 49.964 | 48.8783 | 51.0496
2017-08-01 | History | 0 | 10.0766 | 28.6114 | 2.9013 |  | 5.3829 |  |  |  | 0.17535 | 0.17332 | 0.042434 | 0.30421 | 0.33477 | 0.33993 | 0.28229 | 0.39756 | 4.5177 | 4.6438 | 4.4499 | 4.8377 | 10.4107 | [5 empty] | 47.6987 | 46.6264 | 48.771
2017-09-01 | History | 0 | 7.2914 | 28.6244 | 2.9757 |  | 4.0456 |  |  |  | 0.19617 | 0.19639 | 0.065903 | 0.32688 | 0.34203 | 0.35471 | 0.29725 | 0.41217 | 4.3505 | 4.6519 | 4.4586 | 4.8452 | 8.9343 | [5 empty] | 42.8145 | 41.7549 | 43.8742
2017-10-01 | History | 1.2009 | 3.3654 | 28.637 | 2.8786 |  | 3.3419 |  |  |  | 0.25061 | 0.37815 | 0.24754 | 0.50876 | 0.39106 | 0.43134 | 0.37383 | 0.48885 | 4.5829 | 4.7044 | 4.5108 | 4.8979 | 8.5665 | [5 empty] | 36.9969 | 35.9397 | 38.054
2017-11-01 | History | 2.6582 | 1.2913 | 28.65 | 3.0136 |  | 2.831 |  |  |  | 0.44103 | 0.57704 | 0.44637 | 0.70772 | 0.4638 | 0.51061 | 0.45307 | 0.56815 | 4.8669 | 4.7674 | 4.5738 | 4.961 | 8.6027 | [5 empty] | 34.7343 | 33.6803 | 35.7883
2017-12-01 | History | 8.8505 | 0.15906 | 28.6626 | 2.8225 |  | 3.5626 |  |  |  | 0.82771 | 1.3582 | 1.2265 | 1.4899 | 0.62287 | 0.80631 | 0.74832 | 0.86429 | 5.0123 | 5.0082 | 4.813 | 5.2033 | 10.0254 | [5 empty] | 38.5372 | 37.47 | 39.6044
2018-01-01 | History | 11.3058 | 0.0039271 | 28.6756 | 3.8755 |  | 3.9782 |  |  |  | 1.8695 | 1.666 | 1.5324 | 1.7997 | 1.0621 | 0.92251 | 0.86366 | 0.98136 | 5.1953 | 5.1093 | 4.9113 | 5.3073 | 12.1051 | [5 empty] | 40.6329 | 39.5307 | 41.7351
2018-02-01 | History | 6.1952 | 0.46349 | 28.6882 | 2.6705 |  | 3.7821 |  |  |  | 1.241 | 1.0266 | 0.89601 | 1.1571 | 0.86604 | 0.68215 | 0.62467 | 0.73964 | 4.9364 | 4.9264 | 4.7329 | 5.1199 | 10.8255 | [5 empty] | 36.8219 | 35.7812 | 37.8626
2018-03-01 | History | 2.4583 | 1.1427 | 28.7004 | 2.6929 |  | 3.4931 |  |  |  | 0.79306 | 0.55637 | 0.42564 | 0.68709 | 0.71765 | 0.50479 | 0.44723 | 0.56235 | 4.9552 | 4.7948 | 4.6011 | 4.9885 | 9.959 | [5 empty] | 34.6722 | 33.6279 | 35.7166
2018-04-01 | History | 1.7889 | 1.4385 | 28.7134 | 2.7962 |  | 3.3679 |  |  |  | 0.44947 | 0.47141 | 0.34052 | 0.60229 | 0.52577 | 0.47274 | 0.41511 | 0.53037 | 5.0358 | 4.7788 | 4.5849 | 4.9728 | 9.3789 | [5 empty] | 34.6826 | 33.6372 | 35.728
2018-05-01 | History | 0.0014807 | 8.2398 | 28.726 | 2.8009 |  | 4.8391 |  |  |  | 0.26497 | 0.19511 | 0.064743 | 0.32548 | 0.43432 | 0.35557 | 0.29816 | 0.41297 | 4.9814 | 4.7228 | 4.5297 | 4.916 | 10.5197 | [5 empty] | 45.2976 | 44.2628 | 46.3325
2018-06-01 | History | 0 | 11.7927 | 28.739 | 2.9671 |  | 5.3651 |  |  |  | 0.1816 | 0.16728 | 0.036025 | 0.29854 | 0.36533 | 0.33827 | 0.28047 | 0.39606 | 4.9679 | 4.733 | 4.5385 | 4.9276 | 10.8799 | [5 empty] | 51.7554 | 50.7033 | 52.8075
2018-07-01 | History | 0 | 12.6727 | 28.7508 | 2.8324 |  | 6.7151 |  |  |  | 0.15839 | 0.161 | 0.029354 | 0.29265 | 0.33545 | 0.33451 | 0.27654 | 0.39248 | 5.0739 | 4.7416 | 4.5465 | 4.9366 | 12.2828 | [5 empty] | 53.4216 | 52.3634 | 54.4799
2018-08-01 | History | 0 | 11.5913 | 28.7622 | 2.9617 |  | 6.1045 |  |  |  | 0.16094 | 0.17044 | 0.039302 | 0.30158 | 0.37126 | 0.34069 | 0.28295 | 0.39843 | 4.989 | 4.7491 | 4.5547 | 4.9434 | 11.6256 | [5 empty] | 51.5739 | 50.5289 | 52.619
2018-09-01 | History | 0 | 7.6739 | 28.7736 | 2.9953 |  | 5.0337 |  |  |  | 0.17107 | 0.20257 | 0.072301 | 0.33283 | 0.38377 | 0.36119 | 0.30383 | 0.41855 | 5.0125 | 4.7556 | 4.5626 | 4.9487 | 10.601 | [5 empty] | 44.6508 | 43.6274 | 45.6743
2018-10-01 | History | 1.4452 | 3.0009 | 28.7846 | 3.2752 |  | 4.0913 |  |  |  | 0.26026 | 0.42073 | 0.29031 | 0.55115 | 0.44726 | 0.45301 | 0.39558 | 0.51043 | 4.7776 | 4.8159 | 4.6226 | 5.0092 | 9.5764 | [5 empty] | 37.7103 | 36.6871 | 38.7336
2018-11-01 | History | 6.8011 | 0.3581 | 28.796 | 4.091 |  | 3.5283 |  |  |  | 0.77117 | 1.1098 | 0.97919 | 1.2404 | 0.73657 | 0.71728 | 0.65978 | 0.77479 | 5.2142 | 5.0239 | 4.8304 | 5.2175 | 10.2502 | [5 empty] | 38.0261 | 37.0054 | 39.0468
2018-12-01 | History | 8.4059 | 0.011098 | 28.807 | 4.0417 |  | 3.6532 |  |  |  | 1.1729 | 1.3132 | 1.182 | 1.4444 | 0.81197 | 0.7947 | 0.73691 | 0.85249 | 5.2946 | 5.0917 | 4.8972 | 5.2862 | 10.9327 | [5 empty] | 38.9756 | 37.9445 | 40.0067
2019-01-01 | History | 9.8572 | 0 | 28.8184 | 3.1232 | 0.22261 | 4.16 | 4.0821 | 3.8558 | 4.3084 | 1.4583 | 1.4949 | 1.3627 | 1.627 | 0.86513 | 0.86327 | 0.80507 | 0.92148 | 5.3079 | 5.1541 | 4.9582 | 5.35 | 11.7914 | 11.5943 | 11.262 | 11.9267 |  | 40.1956 | 40.387 | 39.3391 | 41.435 | -0.19145
2019-02-01 | History | 6.8125 | 0.17271 | 28.8294 | 2.6875 | 0.24406 | 3.7308 | 3.7058 | 3.4838 | 3.9278 | 1.3632 | 1.115 | 0.98444 | 1.2456 | 0.85875 | 0.72087 | 0.66338 | 0.77837 | 5.2295 | 5.0475 | 4.854 | 5.241 | 11.1822 | 10.5892 | 10.262 | 10.9164 |  | 38.9488 | 37.9628 | 36.9478 | 38.9777 | 0.98601
2019-03-01 | History | 4.7391 | 0.54693 | 28.84 | 2.9486 | 0.22745 | 3.7592 | 3.6818 | 3.46 | 3.9036 | 1.0751 | 0.85446 | 0.72419 | 0.98473 | 0.72368 | 0.62276 | 0.56541 | 0.68012 | 4.9692 | 4.9772 | 4.7841 | 5.1703 | 10.5272 | 10.1363 | 9.8095 | 10.463 |  | 37.3575 | 36.7954 | 35.7867 | 37.804 | 0.56214
2019-04-01 | History | 1.0521 | 2.1383 | 28.8514 | 2.6471 | 0.28086 | 3.5022 | 3.3702 | 3.1473 | 3.5931 | 0.56637 | 0.38327 | 0.25244 | 0.5141 | 0.5478 | 0.44319 | 0.38559 | 0.5008 | 4.7948 | 4.8473 | 4.6534 | 5.0412 | 9.4112 | 9.044 | 8.7157 | 9.3722 |  | 37.2368 | 36.3184 | 35.2967 | 37.34 | 0.91837
2019-05-01 | History | 0.11709 | 5.8029 | 28.8624 | 2.6374 | 0.23271 | 4.7045 | 4.5151 | 4.2936 | 4.7366 | 0.25526 | 0.23825 | 0.10801 | 0.36848 | 0.39155 | 0.38169 | 0.32435 | 0.43904 | 4.6791 | 4.8211 | 4.628 | 5.0141 | 10.0304 | 9.9561 | 9.6297 | 10.2826 |  | 43.2199 | 42.0966 | 41.0885 | 43.1048 | 1.1233
2019-06-01 | History | 2.8334e-05 | 8.8779 | 28.8738 | 2.3985 | 0.17641 | 5.733 | 5.6732 | 5.4513 | 5.895 | 0.22047 | 0.19985 | 0.069596 | 0.33009 | 0.40513 | 0.36141 | 0.30405 | 0.41876 | 4.761 | 4.8257 | 4.6326 | 5.0187 | 11.1196 | 11.0601 | 10.7334 | 11.3868 |  | 48.6375 | 47.5795 | 46.5721 | 48.5868 | 1.0581
2019-07-01 | History | 0 | 10.9526 | 28.8892 | 2.3662 | 0.16921 | 6.4996 | 6.2662 | 6.0437 | 6.4887 | 0.20029 | 0.184 | 0.053266 | 0.31473 | 0.35368 | 0.35162 | 0.29405 | 0.40918 | 4.7764 | 4.8371 | 4.6433 | 5.0309 | 11.83 | 11.6389 | 11.3111 | 11.9668 |  | 52.5195 | 51.4119 | 50.3959 | 52.4278 | 1.1076
2019-08-01 | History | 0 | 13.2131 | 28.9098 | 2.2209 | 0.15596 | 7.4212 | 6.9625 | 6.7375 | 7.1876 | 0.16819 | 0.1667 | 0.034977 | 0.29842 | 0.34 | 0.34091 | 0.28291 | 0.39891 | 4.8131 | 4.8522 | 4.6569 | 5.0474 | 12.7425 | 12.3223 | 11.9914 | 12.6532 |  | 55.9625 | 55.6161 | 54.5816 | 56.6507 | 0.34636
2019-09-01 | History | 0 | 11.3167 | 28.9303 | 2.5481 | 0.17048 | 6.3184 | 6.4087 | 6.1864 | 6.631 | 0.16817 | 0.18266 | 0.051817 | 0.3135 | 0.34163 | 0.35121 | 0.29359 | 0.40882 | 4.6712 | 4.8658 | 4.6719 | 5.0597 | 11.4994 | 11.8083 | 11.4805 | 12.1362 |  | 51.5821 | 52.3808 | 51.3681 | 53.3936 | -0.79874
2019-10-01 | History | 1.6735 | 3.8321 | 28.9502 | 2.3313 | 0.23531 | 4.5619 | 4.3573 | 4.1365 | 4.5782 | 0.23639 | 0.45175 | 0.3217 | 0.58179 | 0.38661 | 0.46789 | 0.41063 | 0.52515 | 4.6837 | 4.9398 | 4.7471 | 5.1326 | 9.8686 | 10.2168 | 9.8911 | 10.5425 |  | 41.1136 | 40.6881 | 39.6958 | 41.6804 | 0.42547
2019-11-01 | History | 5.5896 | 0.4535 | 28.9708 | 2.653 | 0.24045 | 4.0153 | 3.9224 | 3.7017 | 4.1431 | 0.80983 | 0.96736 | 0.8371 | 1.0976 | 0.62663 | 0.66862 | 0.61127 | 0.72597 | 5.0882 | 5.0999 | 4.9069 | 5.293 | 10.5399 | 10.6583 | 10.3323 | 10.9843 |  | 38.3168 | 38.4251 | 37.4331 | 39.4172 | -0.10837
2019-12-01 | History | 7.4934 | 0.077206 | 28.9906 | 2.2191 | 0.23712 | 4.2377 | 4.1253 | 3.9034 | 4.3473 | 1.0268 | 1.2083 | 1.0775 | 1.339 | 0.69348 | 0.76015 | 0.70259 | 0.81772 | 5.3975 | 5.1851 | 4.9913 | 5.3788 | 11.3555 | 11.2788 | 10.9514 | 11.6063 |  | 39.2439 | 39.6675 | 38.6685 | 40.6666 | -0.42368 | 0.41709
2020-01-01 | History | 6.9249 | 0.16693 | 29.0112 | 2.0186 | 0.27023 | 4.1865 | 3.921 | 3.6995 | 4.1426 | 1.2465 | 1.1375 | 1.007 | 1.2681 | 0.75471 | 0.73386 | 0.67638 | 0.79133 | 5.2767 | 5.178 | 4.9846 | 5.3715 | 11.4644 | 10.9705 | 10.6436 | 11.2973 |  | 38.8676 | 39.4606 | 38.4668 | 40.4544 | -0.59303 | 0.38362
2020-02-01 | History | 7.4081 | 0.11171 | 29.0311 | 1.9132 | 0.2709 | 4.3347 | 3.9989 | 3.7768 | 4.2211 | 1.1985 | 1.1989 | 1.0682 | 1.3296 | 0.78703 | 0.75742 | 0.69988 | 0.81497 | 5.291 | 5.21 | 5.0163 | 5.4037 | 11.6112 | 11.1653 | 10.8378 | 11.4928 |  | 40.1004 | 39.9626 | 38.967 | 40.9582 | 0.13781 | 0.31294
2020-03-01 | History | 1.5675 | 2.0158 | 29.051 | 1.7886 | 0.27726 | 4.0241 | 3.8407 | 3.619 | 4.0624 | 0.61145 | 0.45693 | 0.32636 | 0.58749 | 0.51819 | 0.47562 | 0.41813 | 0.53311 | 5.1253 | 5.0052 | 4.8117 | 5.1987 | 10.279 | 9.7785 | 9.4514 | 10.1055 |  | 37.6784 | 38.1174 | 37.121 | 39.1138 | -0.43896 | 0.22951
2020-04-01 | History | 1.3597 | 2.4702 | 29.0715 | 1.739 | 0.29666 | 3.8171 | 3.8448 | 3.6237 | 4.0659 | 0.35567 | 0.42819 | 0.29769 | 0.55868 | 0.41293 | 0.46433 | 0.40687 | 0.52178 | 4.8541 | 5.0119 | 4.8185 | 5.2052 | 9.4398 | 9.7492 | 9.4227 | 10.0757 |  | 37.1967 | 38.8969 | 37.9029 | 39.8909 | -1.7003 | 0.011293
2020-05-01 | History | 0.019504 | 5.5931 | 29.0914 | 1.7485 | 0.27862 | 4.4776 | 4.6286 | 4.4081 | 4.849 | 0.27187 | 0.23703 | 0.1068 | 0.36726 | 0.31242 | 0.38663 | 0.32929 | 0.44397 | 4.7557 | 4.9764 | 4.7835 | 5.1694 | 9.8176 | 10.2287 | 9.9029 | 10.5544 |  | 41.7699 | 43.3991 | 42.4118 | 44.3864 | -1.6292 | -0.21808
2020-06-01 | History | 0 | 9.3163 | 29.1119 | 1.6318 | 0.26319 | 5.5814 | 5.6987 | 5.4768 | 5.9205 | 0.23653 | 0.2056 | 0.075371 | 0.33582 | 0.26563 | 0.36763 | 0.31029 | 0.42497 | 4.7015 | 4.9913 | 4.7983 | 5.1843 | 10.785 | 11.2632 | 10.9365 | 11.5898 |  | 48.9544 | 50.2033 | 49.2177 | 51.1889 | -1.2489 | -0.41032
2020-07-01 | History | 0 | 11.6763 | 29.126 | 1.7586 | 0.19993 | 6.8422 | 6.7149 | 6.4926 | 6.9372 | 0.22877 | 0.18747 | 0.056575 | 0.31837 | 0.33935 | 0.3564 | 0.29876 | 0.41403 | 4.9373 | 5.0019 | 4.8079 | 5.1958 | 12.3475 | 12.2606 | 11.9328 | 12.5885 |  | 53.8557 | 54.5357 | 53.5362 | 55.5351 | -0.67997 | -0.55929
2020-08-01 | History | 0 | 12.3524 | 29.1346 | 2.3024 | 0.18358 | 6.7201 | 6.9651 | 6.7429 | 7.1873 | 0.20477 | 0.18285 | 0.051665 | 0.31403 | 0.32258 | 0.3537 | 0.29594 | 0.41146 | 4.9548 | 5.008 | 4.8136 | 5.2024 | 12.2023 | 12.5096 | 12.1815 | 12.8378 |  | 54.4702 | 55.8117 | 54.8063 | 56.8171 | -1.3414 | -0.69994
2020-09-01 | History | 0.016106 | 6.7792 | 29.1431 | 1.9224 | 0.17773 | 5.3173 | 5.6626 | 5.4374 | 5.8879 | 0.21797 | 0.23023 | 0.10016 | 0.36031 | 0.3506 | 0.38332 | 0.32604 | 0.44059 | 4.9909 | 5.0127 | 4.8199 | 5.2054 | 10.8767 | 11.2888 | 10.9601 | 11.6176 |  | 45.367 | 45.9181 | 44.9355 | 46.9007 | -0.5511 | -0.6793
2020-10-01 | History | 1.4727 | 3.6723 | 29.1514 | 2.3891 | 0.25545 | 4.5606 | 4.5206 | 4.3002 | 4.741 | 0.29929 | 0.43727 | 0.30717 | 0.56738 | 0.41868 | 0.46775 | 0.41046 | 0.52504 | 5.1605 | 5.072 | 4.8792 | 5.2648 | 10.4391 | 10.4977 | 10.1722 | 10.8232 |  | 41.8391 | 41.7699 | 40.7864 | 42.7535 | 0.069149 | -0.70899
2020-11-01 | History | 2.3176 | 1.03 | 29.1599 | 2.6137 | 0.29851 | 3.5401 | 3.6727 | 3.4519 | 3.8935 | 0.5469 | 0.56444 | 0.43382 | 0.69506 | 0.46387 | 0.52129 | 0.46377 | 0.5788 | 5.4393 | 5.1087 | 4.9152 | 5.3023 | 9.9902 | 9.8671 | 9.5407 | 10.1936 |  | 37.7004 | 37.889 | 36.8937 | 38.8843 | -0.18854 | -0.71567
2020-12-01 | History | 8.0172 | 0.02065 | 29.1682 | 2.5759 | 0.29989 | 3.556 | 4.0499 | 3.8279 | 4.2719 | 1.2983 | 1.2832 | 1.1523 | 1.4142 | 0.72152 | 0.79335 | 0.73569 | 0.85101 | 5.6843 | 5.3281 | 5.134 | 5.5221 | 11.2601 | 11.4545 | 11.1268 | 11.7823 |  | 40.6206 | 41.4225 | 40.4249 | 42.42 | -0.80183 | -0.74719
2021-01-01 | History | 8.8803 | 0.031485 | 29.1768 | 2.7126 | 0.27421 | 3.6716 | 4.3195 | 4.0968 | 4.5422 | 1.4572 | 1.3914 | 1.26 | 1.5229 | 0.79477 | 0.83433 | 0.77646 | 0.8922 | 5.7481 | 5.3664 | 5.1717 | 5.5612 | 11.6717 | 11.9117 | 11.5828 | 12.2405 |  | 41.2976 | 42.3068 | 41.2998 | 43.3138 | -1.0092 | -0.78186
2021-02-01 | History | 10.99 | 0.14983 | 29.185 | 5.3537 | 0.23082 | 4.4955 | 4.6815 | 4.4541 | 4.9089 | 1.7995 | 1.654 | 1.5209 | 1.7872 | 0.92479 | 0.933 | 0.87438 | 0.99162 | 4.7496 | 5.4514 | 5.2541 | 5.6487 | 11.9694 | 12.7199 | 12.3856 | 13.0543 |  | 42.8803 | 44.5353 | 43.4939 | 45.5767 | -1.655 | -0.93126
2021-03-01 | History | 2.7739 | 0.7649 | 29.193 | 2.6183 | 0.42435 | 2.8736 | 2.8926 | 2.6664 | 3.1188 | 0.85126 | 0.62645 | 0.49588 | 0.75701 | 0.54774 | 0.54671 | 0.48922 | 0.6042 | 4.8494 | 5.1488 | 4.9553 | 5.3422 | 9.122 | 9.2145 | 8.8844 | 9.5446 |  | 36.522 | 38.0925 | 37.0984 | 39.0867 | -1.5705 | -1.0256
2021-04-01 | History | 1.1581 | 2.4674 | 29.2016 | 2.6629 | 0.35364 | 3.7462 | 3.6146 | 3.394 | 3.8352 | 0.41103 | 0.41234 | 0.28174 | 0.54295 | 0.47443 | 0.46334 | 0.40583 | 0.52085 | 5.2872 | 5.0946 | 4.9011 | 5.2882 | 9.9189 | 9.5849 | 9.2586 | 9.9113 |  | 38.8749 | 39.7098 | 38.7139 | 40.7056 | -0.83485 | -0.95344
2021-05-01 | History | 0.077607 | 4.8063 | 29.2098 | 2.9125 | 0.33019 | 3.8438 | 4.2285 | 4.0086 | 4.4484 | 0.28316 | 0.2598 | 0.12942 | 0.39018 | 0.35129 | 0.40174 | 0.34433 | 0.45915 | 5.2348 | 5.0606 | 4.8674 | 5.2539 | 9.713 | 9.9507 | 9.6251 | 10.2762 |  | 42.6482 | 42.9595 | 41.9688 | 43.9501 | -0.31123 | -0.84361
2021-06-01 | History | 0 | 8.7665 | 29.2184 | 3.2582 | 0.23151 | 5.7512 | 5.8397 | 5.6206 | 6.0588 | 0.2299 | 0.21923 | 0.089097 | 0.34937 | 0.3627 | 0.37882 | 0.32152 | 0.43612 | 5.2963 | 5.065 | 4.8722 | 5.2579 | 11.64 | 11.5028 | 11.1781 | 11.8274 |  | 51.6488 | 50.0413 | 49.0576 | 51.0251 | 1.6075 | -0.60558
2021-07-01 | History | 0 | 9.8198 | 29.229 | 3.8405 | 0.1823 | 6.2349 | 6.3993 | 6.1776 | 6.6211 | 0.21526 | 0.21156 | 0.081252 | 0.34187 | 0.37116 | 0.37419 | 0.31681 | 0.43157 | 5.4228 | 5.0728 | 4.8797 | 5.2659 | 12.2441 | 12.0579 | 11.7312 | 12.3846 |  | 53.0227 | 52.0085 | 51.021 | 52.996 | 1.0142 | -0.4644
2021-08-01 | History | 0 | 10.75 | 29.2425 | 4.0741 | 0.2196 | 6.3271 | 6.3936 | 6.1738 | 6.6135 | 0.19942 | 0.2049 | 0.074349 | 0.33546 | 0.36603 | 0.37021 | 0.31272 | 0.42769 | 5.4585 | 5.0824 | 4.889 | 5.2759 | 12.3511 | 12.0512 | 11.7254 | 12.3769 |  | 55.338 | 53.7771 | 52.7842 | 54.77 | 1.5609 | -0.22255
2021-09-01 | History | 0.00011334 | 9.0582 | 29.2559 | 5.1614 | 0.2339 | 5.2987 | 5.8232 | 5.6022 | 6.0441 | 0.20027 | 0.21924 | 0.089057 | 0.34942 | 0.37057 | 0.37947 | 0.32215 | 0.4368 | 5.5181 | 5.0912 | 4.8983 | 5.2841 | 11.3876 | 11.5131 | 11.1871 | 11.8391 |  | 50.46 | 50.8532 | 49.8673 | 51.8391 | -0.39323 | -0.20939
2021-10-01 | History | 0.34578 | 4.3801 | 29.2689 | 5.5138 | 0.30756 | 4.4126 | 4.2131 | 3.9903 | 4.436 | 0.25694 | 0.30049 | 0.17008 | 0.43089 | 0.38735 | 0.41995 | 0.36253 | 0.47737 | 5.2627 | 5.1116 | 4.9184 | 5.3048 | 10.3196 | 10.0452 | 9.7176 | 10.3727 |  | 43.7614 | 42.9011 | 41.9076 | 43.8945 | 0.86036 | -0.14345
2021-11-01 | History | 3.8619 | 0.33848 | 29.2824 | 5.0505 | 0.34835 | 3.4576 | 3.3821 | 3.1612 | 3.603 | 0.53843 | 0.77157 | 0.64111 | 0.90203 | 0.51293 | 0.60534 | 0.5479 | 0.66278 | 5.6497 | 5.2515 | 5.0582 | 5.4448 | 10.1587 | 10.0105 | 9.6842 | 10.3369 |  | 38.8385 | 39.0263 | 38.0315 | 40.021 | -0.18776 | -0.14339
2021-12-01 | History | 2.9245 | 1.1666 | 29.2954 | 3.7577 | 0.3524 | 3.3783 | 3.5785 | 3.3591 | 3.7979 | 0.58916 | 0.64894 | 0.51851 | 0.77938 | 0.5321 | 0.55806 | 0.50062 | 0.61549 | 5.7833 | 5.2257 | 5.0324 | 5.4189 | 10.2829 | 10.0112 | 9.6859 | 10.3364 |  | 40.566 | 39.7411 | 38.7454 | 40.7367 | 0.82499 | -0.00782
2022-01-01 | History | 9.8275 | 0.078469 | 29.3088 | 4.383 | 0.29316 | 4.0941 | 4.4235 | 4.1996 | 4.6475 | 1.3079 | 1.5183 | 1.3861 | 1.6504 | 0.75097 | 0.88676 | 0.82856 | 0.94496 | 5.5992 | 5.4937 | 5.2979 | 5.6895 | 11.7522 | 12.3223 | 11.9916 | 12.653 |  | 44.8473 | 44.2873 | 43.2598 | 45.3148 | 0.56 | 0.12294
2022-02-01 | History | 9.6833 | 0.13379 | 29.3218 | 4.6916 | 0.3105 | 4.1564 | 4.3088 | 4.0844 | 4.5331 | 1.646 | 1.5006 | 1.3686 | 1.6327 | 0.89368 | 0.88046 | 0.8223 | 0.93862 | 5.5273 | 5.4974 | 5.3017 | 5.693 | 12.2234 | 12.1872 | 11.8563 | 12.5181 |  | 46.4271 | 44.3532 | 43.3265 | 45.38 | 2.0738 | 0.43368
2022-03-01 | History | 3.6671 | 0.64556 | 29.3344 | 4.8983 | 0.42111 | 2.9595 | 3.0661 | 2.8421 | 3.2901 | 0.99529 | 0.74789 | 0.61744 | 0.87834 | 0.63648 | 0.59746 | 0.54002 | 0.6549 | 5.5112 | 5.2804 | 5.0872 | 5.4737 | 10.1025 | 9.6919 | 9.3635 | 10.0203 |  | 40.8286 | 39.7972 | 38.7987 | 40.7958 | 1.0313 | 0.6505
2022-04-01 | History | 0.38525 | 4.0475 | 29.3478 | 6.596 | 0.4402 | 3.2829 | 3.329 | 3.098 | 3.56 | 0.4558 | 0.31267 | 0.18213 | 0.44321 | 0.45467 | 0.42767 | 0.37019 | 0.48515 | 5.454 | 5.1678 | 4.9744 | 5.3612 | 9.6474 | 9.2371 | 8.9038 | 9.5704 |  | 42.7932 | 42.9515 | 41.9493 | 43.9538 | -0.15831 | 0.70688
2022-05-01 | History | 0 | 8.6082 | 29.3608 | 8.1448 | 0.38532 | 4.8553 | 4.6888 | 4.4544 | 4.9231 | 0.23584 | 0.22895 | 0.098766 | 0.35913 | 0.39184 | 0.38732 | 0.33 | 0.44464 | 5.2778 | 5.1639 | 4.971 | 5.3568 | 10.7608 | 10.469 | 10.1338 | 10.8041 |  | 51.5934 | 50.8578 | 49.8647 | 51.8509 | 0.7356 | 0.79412
2022-06-01 | History | 0 | 12.7366 | 29.3742 | 7.7033 | 0.29576 | 6.1464 | 6.3576 | 6.1268 | 6.5885 | 0.2081 | 0.1967 | 0.065315 | 0.32809 | 0.37693 | 0.36718 | 0.30933 | 0.42503 | 5.3999 | 5.1747 | 4.98 | 5.3693 | 12.1314 | 12.0962 | 11.7618 | 12.4305 |  | 58.0177 | 58.3501 | 57.332 | 59.3683 | -0.33242 | 0.63246
2022-07-01 | History | 0 | 14.8828 | 29.3905 | 7.2845 | 0.2562 | 7.247 | 7.2101 | 6.9792 | 7.4411 | 0.198 | 0.18029 | 0.047646 | 0.31293 | 0.38119 | 0.35703 | 0.29862 | 0.41544 | 5.3498 | 5.1867 | 4.9902 | 5.3833 | 13.176 | 12.9342 | 12.5981 | 13.2703 |  | 61.3296 | 62.3171 | 61.2717 | 63.3625 | -0.98753 | 0.46565
2022-08-01 | History | 0 | 12.0126 | 29.4108 | 8.8057 | 0.20286 | 7.0783 | 6.769 | 6.5344 | 7.0036 | 0.17313 | 0.20404 | 0.07296 | 0.33512 | 0.36294 | 0.37224 | 0.31453 | 0.42996 | 5.3062 | 5.1998 | 5.0056 | 5.394 | 12.9206 | 12.5451 | 12.2085 | 12.8816 |  | 57.4417 | 57.3364 | 56.3208 | 58.352 | 0.10528 | 0.34435
2022-09-01 | History | 0 | 8.7864 | 29.431 | 7.8805 | 0.22135 | 6.03 | 5.9505 | 5.7181 | 6.183 | 0.18897 | 0.23064 | 0.10039 | 0.36088 | 0.37553 | 0.38926 | 0.33191 | 0.44661 | 5.1567 | 5.2127 | 5.0198 | 5.4057 | 11.7512 | 11.7832 | 11.4492 | 12.1172 |  | 51.8145 | 51.7187 | 50.7166 | 52.7208 | 0.095804 | 0.3851
2022-10-01 | History | 0.67757 | 3.7723 | 29.4506 | 5.6605 | 0.29206 | 4.4757 | 4.5144 | 4.2886 | 4.7401 | 0.2959 | 0.35591 | 0.22534 | 0.48648 | 0.43377 | 0.44693 | 0.38944 | 0.50442 | 5.2686 | 5.2501 | 5.0566 | 5.4435 | 10.474 | 10.5673 | 10.2375 | 10.897 |  | 43.3208 | 43.5233 | 42.5081 | 44.5386 | -0.2025 | 0.29653
2022-11-01 | History | 5.6694 | 1.0405 | 29.4708 | 5.451 | 0.32863 | 4.326 | 4.1905 | 3.9701 | 4.4109 | 0.84973 | 1.0003 | 0.86992 | 1.1307 | 0.7006 | 0.69465 | 0.63723 | 0.75208 | 5.4611 | 5.4505 | 5.2573 | 5.6437 | 11.3374 | 11.336 | 11.0101 | 11.6619 |  | 43.4948 | 43.4112 | 42.3985 | 44.424 | 0.083586 | 0.31914
2022-12-01 | History | 7.8415 | 0.44862 | 29.4904 | 5.5295 | 0.28757 | 4.6254 | 4.5772 | 4.3544 | 4.8 | 1.1681 | 1.2764 | 1.1453 | 1.4075 | 0.74048 | 0.79981 | 0.74207 | 0.85755 | 5.226 | 5.5455 | 5.3512 | 5.7397 | 11.76 | 12.1988 | 11.8703 | 12.5273 |  | 45.5642 | 44.5138 | 43.4846 | 45.543 | 1.0504 | 0.33792
2023-01-01 | History | 7.0169 | 0.11908 | 29.5106 | 3.273 | 0.38458 | 4.1318 | 3.9744 | 3.7529 | 4.196 | 1.2088 | 1.1771 | 1.0463 | 1.3079 | 0.76068 | 0.76366 | 0.70606 | 0.82127 | 5.5158 | 5.5284 | 5.3346 | 5.7223 | 11.6171 | 11.4436 | 11.1164 | 11.7708 |  | 43.4912 | 43.3169 | 42.2894 | 44.3443 | 0.17438 | 0.30579
2023-02-01 | History | 6.5867 | 0.52335 | 29.5302 | 2.3805 | 0.38237 | 4.2494 | 4.1438 | 3.9221 | 4.3655 | 1.2506 | 1.1211 | 0.99036 | 1.2518 | 0.80061 | 0.74224 | 0.68469 | 0.79979 | 5.526 | 5.526 | 5.3324 | 5.7197 | 11.8266 | 11.5331 | 11.206 | 11.8603 |  | 45.2302 | 43.7934 | 42.7648 | 44.822 | 1.4369 | 0.2527
2023-03-01 | History | 2.7491 | 1.5565 | 29.5491 | 2.3057 | 0.41179 | 3.8939 | 3.8306 | 3.6102 | 4.051 | 0.69452 | 0.63549 | 0.50491 | 0.76607 | 0.61523 | 0.55838 | 0.50089 | 0.61588 | 5.4022 | 5.3955 | 5.2021 | 5.589 | 10.6058 | 10.42 | 10.0939 | 10.7461 |  | 42.8922 | 42.2363 | 41.2035 | 43.2691 | 0.6559 | 0.22142
2023-04-01 | History | 0.97016 | 1.8459 | 29.5694 | 2.1632 | 0.41357 | 3.9954 | 3.7444 | 3.5233 | 3.9655 | 0.40133 | 0.41238 | 0.28111 | 0.54364 | 0.44637 | 0.47453 | 0.41673 | 0.53233 | 5.4705 | 5.3429 | 5.1484 | 5.5373 | 10.3136 | 9.9742 | 9.6467 | 10.3017 |  | 42.8967 | 41.2637 | 40.2113 | 42.316 | 1.633 | 0.3707
2023-05-01 | History | 0.0087889 | 5.7814 | 29.5889 | 2.1468 | 0.28578 | 5.5814 | 5.4903 | 5.2691 | 5.7114 | 0.23468 | 0.2619 | 0.13143 | 0.39237 | 0.41245 | 0.41043 | 0.35298 | 0.46787 | 5.3284 | 5.3218 | 5.1285 | 5.5151 | 11.5569 | 11.4844 | 11.1579 | 11.8109 |  | 49.1522 | 47.5683 | 46.5318 | 48.6049 | 1.5838 | 0.44138
2023-06-01 | History | 0 | 11.312 | 29.6092 | 2.1771 | 0.27275 | 7.015 | 6.9839 | 6.7636 | 7.2041 | 0.22567 | 0.21734 | 0.086403 | 0.34827 | 0.40733 | 0.38279 | 0.32514 | 0.44044 | 5.343 | 5.3374 | 5.1434 | 5.5314 | 12.991 | 12.9214 | 12.5948 | 13.2479 |  | 59.4211 | 57.6148 | 56.5695 | 58.66 | 1.8063 | 0.61961
2023-07-01 | History | 0 | 14.4156 | 29.6299 | 2.551 | 0.27122 | 7.5775 | 7.775 | 7.5498 | 8.0002 | 0.20852 | 0.19326 | 0.060805 | 0.32572 | 0.40694 | 0.36781 | 0.30948 | 0.42613 | 5.3421 | 5.3528 | 5.1566 | 5.5491 | 13.5351 | 13.6889 | 13.3569 | 14.0209 |  | 63.7457 | 63.3291 | 62.2507 | 64.4074 | 0.41661 | 0.73662
2023-08-01 | History | 0 | 15.8205 | 29.6524 | 2.583 | 0.23478 | 8.6565 | 8.4006 | 8.174 | 8.6273 | 0.18781 | 0.18281 | 0.049362 | 0.31625 | 0.38268 | 0.36142 | 0.30266 | 0.42018 | 5.4476 | 5.369 | 5.1712 | 5.5667 | 14.6745 | 14.3138 | 13.9795 | 14.6481 |  | 67.412 | 66.0174 | 64.9155 | 67.1194 | 1.3945 | 0.84406
2023-09-01 | History | 0 | 11.7394 | 29.6749 | 2.6365 | 0.24316 | 7.1554 | 7.3675 | 7.1468 | 7.5883 | 0.1764 | 0.21625 | 0.085109 | 0.34738 | 0.3765 | 0.38275 | 0.32501 | 0.4405 | 5.4454 | 5.3832 | 5.1889 | 5.5776 | 13.1537 | 13.3498 | 13.0226 | 13.6769 |  | 59.7125 | 58.8876 | 57.8238 | 59.9514 | 0.82488 | 0.90481
2023-10-01 | History | 1.0495 | 4.3551 | 29.6967 | 2.9814 | 0.31973 | 4.932 | 5.1585 | 4.9383 | 5.3786 | 0.31945 | 0.40681 | 0.27632 | 0.5373 | 0.46629 | 0.46978 | 0.41232 | 0.52723 | 5.4348 | 5.4352 | 5.2418 | 5.6286 | 11.1526 | 11.4703 | 11.1444 | 11.7962 |  | 47.8247 | 46.8116 | 45.7482 | 47.8751 | 1.0131 | 1.0061
2023-11-01 | History | 4.1669 | 0.5966 | 29.7193 | 2.7076 | 0.30828 | 4.6337 | 4.6983 | 4.4749 | 4.9216 | 0.6995 | 0.82597 | 0.69524 | 0.9567 | 0.6163 | 0.63512 | 0.57755 | 0.69268 | 5.7128 | 5.5666 | 5.3728 | 5.7604 | 11.6622 | 11.726 | 11.3976 | 12.0544 |  | 43.7899 | 43.1447 | 42.0689 | 44.2205 | 0.6452 | 1.0529
2023-12-01 | History | 6.788 | 0.061008 | 29.7411 | 2.523 | 0.34675 | 4.421 | 4.6513 | 4.4308 | 4.8718 | 1.0208 | 1.1575 | 1.0265 | 1.2885 | 0.71735 | 0.76096 | 0.70328 | 0.81865 | 5.8175 | 5.6799 | 5.4858 | 5.8741 | 11.9767 | 12.2497 | 11.9229 | 12.5766 |  | 44.8604 | 44.7808 | 43.6959 | 45.8658 | 0.079512 | 0.97201
2024-01-01 | History | 10.9901 | 0 | 29.7636 | 3.1762 | 0.28094 | 5.5614 | 5.5153 | 5.2869 | 5.7437 | 1.7183 | 1.6822 | 1.5486 | 1.8157 | 0.91297 | 0.9583 | 0.89949 | 1.0171 | 5.7379 | 5.8533 | 5.6553 | 6.0513 | 13.9306 | 14.0091 | 13.6734 | 14.3448 |  | 51.5376 | 48.7355 | 47.5985 | 49.8724 | 2.8021 | 1.191
2024-02-01 | History | 4.7496 | 0.24439 | 29.7854 | 1.7215 | 0.44132 | 4.0081 | 3.9958 | 3.7734 | 4.2182 | 1.0976 | 0.9037 | 0.77287 | 1.0345 | 0.76455 | 0.66624 | 0.60863 | 0.72385 | 5.5366 | 5.6343 | 5.4403 | 5.8283 | 11.4068 | 11.2001 | 10.8722 | 11.528 |  | 44.2571 | 43.5646 | 42.4678 | 44.6614 | 0.6925 | 1.129
2024-03-01 | History | 2.1654 | 0.98313 | 29.8072 | 1.493 | 0.41627 | 4.4758 | 4.1184 | 3.897 | 4.3398 | 0.59697 | 0.57664 | 0.44535 | 0.70792 | 0.57306 | 0.54245 | 0.48464 | 0.60026 | 5.56 | 5.5527 | 5.3581 | 5.7474 | 11.2058 | 10.7902 | 10.4623 | 11.118 |  | 43.5012 | 42.663 | 41.5489 | 43.7772 | 0.83816 | 1.1441
2024-04-01 | History | 0.48151 | 3.3557 | 29.8298 | 1.5991 | 0.44805 | 4.5075 | 4.35 | 4.1276 | 4.5725 | 0.3352 | 0.34869 | 0.21752 | 0.47986 | 0.44147 | 0.45251 | 0.39476 | 0.51027 | 5.455 | 5.506 | 5.3115 | 5.7005 | 10.7392 | 10.6572 | 10.3288 | 10.9856 |  | 46.7963 | 45.5245 | 44.4074 | 46.6417 | 1.2718 | 1.114
2024-05-01 | History | 0 | 7.502 | 29.8516 | 2.1205 | 0.35317 | 6.0101 | 5.9496 | 5.7304 | 6.1689 | 0.24445 | 0.2563 | 0.12576 | 0.38684 | 0.41932 | 0.40976 | 0.35228 | 0.46724 | 5.2322 | 5.5045 | 5.3109 | 5.6981 | 11.906 | 12.1202 | 11.7948 | 12.4456 |  | 54.036 | 52.6679 | 51.5614 | 53.7744 | 1.3681 | 1.0961
2024-06-01 | History | 0 | 10.4941 | 29.8741 | 2.5358 | 0.33623 | 6.9767 | 6.8141 | 6.5938 | 7.0343 | 0.24117 | 0.23314 | 0.10223 | 0.36406 | 0.4122 | 0.39536 | 0.33772 | 0.45301 | 5.4126 | 5.5212 | 5.327 | 5.7153 | 13.0427 | 12.9637 | 12.6371 | 13.2904 |  | 61.9697 | 58.197 | 57.08 | 59.314 | 3.7727 | 1.2599
2024-07-01 | History | 0 | 10.9924 | 29.8919 | 2.0755 | 0.29564 | 7.2613 | 7.2693 | 7.0482 | 7.4904 | 0.23871 | 0.22992 | 0.098839 | 0.36099 | 0.40771 | 0.39354 | 0.33582 | 0.45125 | 5.5117 | 5.5337 | 5.3393 | 5.7281 | 13.4195 | 13.4264 | 13.099 | 13.7538 |  | 60.2686 | 59.2261 | 58.1009 | 60.3513 | 1.0425 | 1.3121
2024-08-01 | History | 0 | 13.1308 | 29.9061 | 1.9905 | 0.26957 | 8.3585 | 8.0032 | 7.7796 | 8.2268 | 0.21187 | 0.21359 | 0.081627 | 0.34555 | 0.39197 | 0.38345 | 0.32534 | 0.44155 | 5.6377 | 5.5443 | 5.3486 | 5.74 | 14.6001 | 14.1445 | 13.8143 | 14.4748 |  | 66.5362 | 63.1628 | 62.0188 | 64.3069 | 3.3733 | 1.477
2024-09-01 | History | 0 | 9.1572 | 29.9203 | 2.276 | 0.26152 | 6.8979 | 7.0721 | 6.848 | 7.2962 | 0.20983 | 0.24617 | 0.11544 | 0.3769 | 0.41427 | 0.40424 | 0.34668 | 0.4618 | 5.5316 | 5.5528 | 5.3589 | 5.7467 | 13.0536 | 13.2753 | 12.9463 | 13.6043 |  | 57.2634 | 56.1608 | 55.0307 | 57.2909 | 1.1026 | 1.5001
2024-10-01 | History | 0.10093 | 6.6019 | 29.934 | 2.1991 | 0.36185 | 5.9252 | 5.822 | 5.6022 | 6.0418 | 0.24203 | 0.27995 | 0.14924 | 0.41065 | 0.42935 | 0.42255 | 0.365 | 0.4801 | 5.3037 | 5.5652 | 5.3714 | 5.7591 | 11.9003 | 12.0898 | 11.7637 | 12.4158 |  | 53.1154 | 51.7869 | 50.6491 | 52.9247 | 1.3285 | 1.5264
2024-11-01 | History | 2.4051 | 1.7356 | 29.9482 | 2.117 | 0.39718 | 4.8063 | 4.663 | 4.442 | 4.8841 | 0.43287 | 0.60667 | 0.47555 | 0.73779 | 0.5004 | 0.5555 | 0.49776 | 0.61323 | 5.7019 | 5.6599 | 5.4654 | 5.8544 | 11.4415 | 11.4851 | 11.1576 | 11.8125 |  | 46.9099 | 45.3201 | 44.1644 | 46.4759 | 1.5898 | 1.6051
2024-12-01 | History | 5.3531 | 0.26974 | 29.9619 | 3.0057 | 0.35078 | 4.6534 | 4.8813 | 4.6583 | 5.1042 | 0.89874 | 0.98636 | 0.85527 | 1.1175 | 0.68148 | 0.70132 | 0.64359 | 0.75904 | 6.0435 | 5.7796 | 5.5851 | 5.9741 | 12.2771 | 12.3485 | 12.0198 | 12.6773 |  | 46.8607 | 45.5317 | 44.3727 | 46.6906 | 1.329 | 1.7093
2025-01-01 | History | 11.3905 | 0 | 29.9761 | 4.1262 | 0.31847 | 5.869 | 5.6244 | 5.3942 | 5.8545 | 2.0104 | 1.7413 | 1.607 | 1.8756 | 1.1014 | 0.98544 | 0.92631 | 1.0446 | 5.8457 | 6.016 | 5.8168 | 6.2152 | 14.8265 | 14.3671 | 14.0292 | 14.705 |  | 54.3792 | 50.7471 | 49.5312 | 51.963 | 3.6321 | 1.7784
2025-02-01 | History | 7.0006 | 0.38658 | 29.9899 | 4.1889 | 0.36468 | 5.2728 | 4.9611 | 4.7387 | 5.1835 | 1.5691 | 1.1922 | 1.0608 | 1.3236 | 0.96132 | 0.77912 | 0.72125 | 0.83699 | 5.7595 | 5.8609 | 5.6659 | 6.0558 | 13.5628 | 12.7933 | 12.4645 | 13.1221 |  | 51.5585 | 47.4815 | 46.3086 | 48.6544 | 4.077 | 2.0605
2025-03-01 | History | 1.7075 | 1.4939 | 30.0031 | 4.12 | 0.49532 | 3.6984 | 3.8358 | 3.6123 | 4.0593 | 0.53377 | 0.52474 | 0.39312 | 0.65637 | 0.46494 | 0.52689 | 0.46893 | 0.58485 | 5.6976 | 5.6718 | 5.4765 | 5.8671 | 10.3947 | 10.5593 | 10.2295 | 10.889 |  | 46.6423 | 44.6661 | 43.4807 | 45.8516 | 1.9762 | 2.1553
2025-04-01 | History | 0.65894 | 4.4002 | 30.0173 | 3.4233 | 0.47945 | 4.2876 | 4.6252 | 4.4025 | 4.848 | 0.4167 | 0.37167 | 0.24057 | 0.50277 | 0.54417 | 0.46394 | 0.40621 | 0.52166 | 5.5378 | 5.6433 | 5.4488 | 5.8378 | 10.7863 | 11.1042 | 10.7756 | 11.4327 |  | 50.7155 | 49.0065 | 47.8293 | 50.1838 | 1.709 | 2.1917
2025-05-01 | History | 0.02193 | 6.6699 | 30.0311 | 3.1186 | 0.38309 | 5.7777 | 5.7976 | 5.5776 | 6.0175 | 0.2829 | 0.27493 | 0.144 | 0.40585 | 0.42284 | 0.42341 | 0.36576 | 0.48105 | 5.4621 | 5.6297 | 5.4355 | 5.8239 | 11.9456 | 12.1256 | 11.7992 | 12.452 |  | 55.3956 | 52.585 | 51.409 | 53.761 | 2.8106 | 2.3119
2025-06-01 | History | 0 | 10.0374 | 30.0453 | 3.024 | 0.38874 | 6.4434 | 6.628 | 6.4065 | 6.8496 | 0.2359 | 0.24603 | 0.11491 | 0.37715 | 0.419 | 0.40608 | 0.34835 | 0.46382 | 5.4112 | 5.6399 | 5.4454 | 5.8344 | 12.5095 | 12.9201 | 12.5923 | 13.2479 |  | 62.7299 | 58.7012 | 57.5214 | 59.881 | 4.0287 | 2.3333
2025-07-01 | History | 0 | 10.9075 | 30.0559 | 3.2014 | 0.34331 | 7.139 | 7.1474 | 6.9265 | 7.3684 | 0.21806 | 0.23983 | 0.10847 | 0.3712 | 0.4039 | 0.40238 | 0.34454 | 0.46022 | 5.4107 | 5.6476 | 5.4528 | 5.8425 | 13.1717 | 13.4373 | 13.1096 | 13.765 |  | 64.2533 | 60.3408 | 59.154 | 61.5276 | 3.9125 | 2.5724
2025-08-01 | History | 0 | 12.2321 | 30.0638 | 2.9129 | 0.29405 | 7.7134 | 7.8343 | 7.6116 | 8.057 | 0.19497 | 0.23002 | 0.098158 | 0.36188 | 0.383 | 0.3964 | 0.33834 | 0.45446 | 5.5388 | 5.6535 | 5.458 | 5.8491 | 13.8302 | 14.1143 | 13.7847 | 14.4438 |  | 66.34 | 62.7721 | 61.5755 | 63.9687 | 3.5679 | 2.5887
2025-09-01 | History | 0 | 9.4164 | 30.0716 | 2.9743 | 0.31181 | 6.914 | 7.0276 | 6.8056 | 7.2496 | 0.1994 | 0.25333 | 0.12223 | 0.38443 | 0.39827 | 0.41134 | 0.35362 | 0.46907 | 5.5623 | 5.658 | 5.4636 | 5.8524 | 13.0739 | 13.3503 | 13.0223 | 13.6783 |  | 61.0225 | 57.7935 | 56.604 | 58.983 | 3.229 | 2.7658
2025-10-01 | History | 0.35232 | 6.2625 | 30.0792 | 3.1861 | 0.36978 | 5.6292 | 5.9006 | 5.6797 | 6.1215 | 0.25358 | 0.32321 | 0.19217 | 0.45425 | 0.41026 | 0.44443 | 0.38673 | 0.50212 | 5.3518 | 5.6754 | 5.4811 | 5.8697 | 11.6449 | 12.3437 | 12.0165 | 12.6709 |  | 55.0334 | 52.5338 | 51.3383 | 53.7293 | 2.4996 | 2.8634
2025-11-01 | History | 2.264 | 1.7512 | 30.0871 | 3.7941 | 0.41413 | 4.6487 | 4.6658 | 4.4434 | 4.8882 | 0.4432 | 0.59821 | 0.46665 | 0.72978 | 0.52203 | 0.55724 | 0.49931 | 0.61517 | 5.8022 | 5.7511 | 5.556 | 5.9461 | 11.4162 | 11.5724 | 11.2434 | 11.9013 |  | 50.1231 | 46.29 | 45.0768 | 47.5031 | 3.8331 | 3.0504
2025-12-01 | History | 6.2926 | 0.49877 | 30.0947 | 4.2638 |  | 4.8485 |  |  |  | 0.97965 | 1.1108 | 0.97921 | 1.2424 | 0.69529 | 0.75246 | 0.69453 | 0.8104 | 5.93 | 5.9072 | 5.7121 | 6.1022 | 12.4534 | [5 empty] | 47.8364 | 46.6228 | 49.0499
2026-01-01 | History | 9.016 | 0.23126 | 30.1025 | 7.7179 | 0.35643 | 5.4374 | 5.1367 | 4.9032 | 5.3701 | 1.498 | 1.4529 | 1.3202 | 1.5857 | 0.92126 | 0.88176 | 0.8233 | 0.94022 | 5.7875 | 6.0147 | 5.8179 | 6.2116 | 13.6442 | 13.4861 | 13.148 | 13.8241 |  | 53.5154 | 49.9392 | 48.7045 | 51.1739 | 3.5762
2026-02-01 | History | 3.5232 | 0.56894 | 30.1101 | 3.6216 | 0.44921 | 4.5544 | 4.3335 | 4.1117 | 4.5552 | 1.0064 | 0.76683 | 0.63512 | 0.89855 | 0.60132 | 0.62416 | 0.56616 | 0.68216 | 5.7059 | 5.814 | 5.6188 | 6.0092 | 11.8679 | 11.5384 | 11.2098 | 11.8671 |  | 49.3612 | 45.5177 | 44.2934 | 46.742 | 3.8435
2026-03-01 | History | 1.1855 | 2.9067 | 30.1175 | 3.0441 | 0.5294 | 4.129 | 4.1922 | 3.9659 | 4.4186 | 0.5391 | 0.45765 | 0.32592 | 0.58939 | 0.55184 | 0.50378 | 0.44578 | 0.56178 | 5.6532 | 5.7321 | 5.5369 | 5.9273 | 10.8732 | 10.8858 | 10.5541 | 11.2175 |  | 50.9277 | 47.5945 | 46.3687 | 48.8202 | 3.3332
2026-04-01 | History | 0.43053 | 4.3142 | 30.1253 | 2.7676 | 0.45326 | 4.808 | 4.9924 | 4.7708 | 5.214 | 0.3398 | 0.35315 | 0.22151 | 0.48478 | 0.47023 | 0.46212 | 0.40416 | 0.52008 | 5.7195 | 5.7097 | 5.5147 | 5.9048 | 11.3376 | 11.5174 | 11.1891 | 11.8458 |  | 52.4235 | 49.4752 | 48.25 | 50.7004 | 2.9483
2026-05-01 | History | 0.10132 | 5.9598 | 30.1329 | 2.9385 | 0.4189 | 5.7464 | 5.5915 | 5.3707 | 5.8123 | 0.2309 | 0.29973 | 0.16832 | 0.43115 | 0.38348 | 0.43912 | 0.38125 | 0.49698 | 5.6338 | 5.7032 | 5.5086 | 5.8979 | 11.9946 | 12.0336 | 11.7061 | 12.3611 |  | 56.2297 | 52.1744 | 50.9528 | 53.3959 | 4.0553
2026-06-01 | History | 0 | 10.3708 | 30.1408 | 3.1448 | 0.41182 | 6.8061 | 6.7225 | 6.499 | 6.9459 | 0.2417 | 0.2526 | 0.12101 | 0.38419 | 0.4054 | 0.41282 | 0.35487 | 0.47076 | 5.6723 | 5.7064 | 5.5115 | 5.9013 | 13.1255 | 13.0943 | 12.7648 | 13.4238 |  | 65.5216 | 60.0356 | 58.8149 | 61.2563 | 5.486
2026-07-01 | History | 0 | 12.2931 | 30.1478 | 2.8873 | 0.36766 | 7.6218 | 7.5207 | 7.2966 | 7.7449 | 0.21765 | 0.23798 | 0.10574 | 0.37022 | 0.37413 | 0.4038 | 0.34557 | 0.46202 | 5.5194 | 5.7119 | 5.5161 | 5.9078 | 13.7329 | 13.8744 | 13.5435 | 14.2053 |  | 69.2811 | 63.5299 | 62.2979 | 64.7618 | 5.7512
2026-08-01 | Forecast | 0 | 14.0899 | 30.1544 | 2.7852 | 0.36622 |  | 7.9962 | 7.7679 | 8.2245 |  | 0.22439 | 0.091229 | 0.35755 |  | 0.39543 | 0.3368 | 0.45407 |  | 5.7171 | 5.5199 | 5.9143 |  | 14.3331 | 13.9982 | 14.6681 | 14.3868 | 73.0924 | 66.7964 | 65.5484 | 68.0443 | 6.296
2026-09-01 | Forecast | 0 | 11.6569 | 30.1609 | 2.9465 | 0.33175 |  | 7.6165 | 7.3939 | 7.8391 |  | 0.24464 | 0.11257 | 0.37671 |  | 0.40844 | 0.35029 | 0.46659 |  | 5.7208 | 5.5253 | 5.9164 |  | 13.9904 | 13.6609 | 14.3199 | 13.1142 | 69.9025 | 62.4927 | 61.2585 | 63.727 | 7.4098
2026-10-01 | Forecast | 0.84105 | 4.3731 | 30.1673 | 3.59 | 0.398 |  | 5.4274 | 5.2048 | 5.65 |  | 0.40844 | 0.27674 | 0.54014 |  | 0.48522 | 0.42723 | 0.54321 |  | 5.7543 | 5.5594 | 5.9492 |  | 12.0754 | 11.7464 | 12.4044 | 11.5763 |  | 50.2845 | 49.0443 | 51.5246 |  |  | 54.6396
2026-11-01 | Forecast | 3.7852 | 0.97522 | 30.1738 | 3.59 | 0.398 |  | 4.9143 | 4.6904 | 5.1383 |  | 0.80313 | 0.67123 | 0.93503 |  | 0.64064 | 0.58256 | 0.69872 |  | 5.8682 | 5.673 | 6.0634 |  | 12.2263 | 11.8961 | 12.5565 | 11.4902 |  | 46.9793 | 45.7309 | 48.2277 |  |  | 51.3344
2026-12-01 | Forecast | 6.9584 | 0.30649 | 30.1802 | 3.59 | 0.398 |  | 5.1044 | 4.8808 | 5.3281 |  | 1.2045 | 1.0722 | 1.3368 |  | 0.79295 | 0.73472 | 0.85119 |  | 5.9915 | 5.7958 | 6.1872 |  | 13.0934 | 12.7629 | 13.4238 | 12.1656 |  | 48.7689 | 47.5146 | 50.0232 |  |  | 53.124
2027-01-01 | Forecast | 9.3476 | 0.051326 | 30.1868 | 3.59 | 0.398 |  | 5.3125 | 5.0856 | 5.5394 |  | 1.5049 | 1.3715 | 1.6384 |  | 0.90657 | 0.84781 | 0.96534 |  | 6.0856 | 5.8882 | 6.2831 |  | 13.8096 | 13.4754 | 14.1439 | 13.9316 |  | 50.5745 | 49.2996 | 51.8495 |  |  | 54.9296
2027-02-01 | Forecast | 6.8785 | 0.28996 | 30.1931 | 3.59 | 0.398 |  | 5.1148 | 4.891 | 5.3386 |  | 1.1962 | 1.0639 | 1.3286 |  | 0.79073 | 0.73247 | 0.849 |  | 5.9975 | 5.8018 | 6.1932 |  | 13.0993 | 12.7687 | 13.4299 | 12.1448 |  | 48.7652 | 47.5053 | 50.0251 |  |  | 53.1203
2027-03-01 | Forecast | 2.5936 | 1.1591 | 30.1993 | 3.59 | 0.398 |  | 4.8762 | 4.65 | 5.1023 |  | 0.65627 | 0.52394 | 0.78861 |  | 0.58681 | 0.52854 | 0.64508 |  | 5.8412 | 5.6456 | 6.0369 |  | 11.9604 | 11.6283 | 12.2926 | 10.809 |  | 46.4018 | 45.1363 | 47.6673 |  |  | 50.7569
2027-04-01 | Forecast | 0.88823 | 2.7374 | 30.2058 | 3.59 | 0.398 |  | 5.095 | 4.8685 | 5.3215 |  | 0.43201 | 0.29952 | 0.5645 |  | 0.49988 | 0.44154 | 0.55822 |  | 5.7823 | 5.5865 | 5.9781 |  | 11.8092 | 11.4766 | 12.1417 | 10.9573 |  | 47.6986 | 46.4291 | 48.9681 |  |  | 52.0537
2027-05-01 | Forecast | 0.041905 | 6.3316 | 30.2122 | 3.59 | 0.398 |  | 5.9081 | 5.686 | 6.1302 |  | 0.29859 | 0.16672 | 0.43046 |  | 0.44288 | 0.38481 | 0.50094 |  | 5.7562 | 5.5613 | 5.9511 |  | 12.4058 | 12.077 | 12.7345 | 11.9629 |  | 53.3968 | 52.1409 | 54.6527 |  |  | 57.7519
2027-06-01 | Forecast | 2.8334e-06 | 10.1214 | 30.2188 | 3.59 | 0.398 |  | 6.8577 | 6.6355 | 7.0799 |  | 0.26384 | 0.13182 | 0.39585 |  | 0.42249 | 0.36436 | 0.48062 |  | 5.7605 | 5.5654 | 5.9556 |  | 13.3045 | 12.9755 | 13.6335 | 12.9076 |  | 60.1914 | 58.9365 | 61.4463 |  |  | 64.5465
2027-07-01 | Forecast | 0 | 11.903 | 30.2253 | 3.59 | 0.398 |  | 7.3124 | 7.0876 | 7.5372 |  | 0.25034 | 0.11778 | 0.3829 |  | 0.41418 | 0.35581 | 0.47255 |  | 5.7656 | 5.5697 | 5.9615 |  | 13.7425 | 13.411 | 14.0741 | 13.4559 |  | 63.4303 | 62.1663 | 64.6944 |  |  | 67.7854
2027-08-01 | Forecast | 0 | 12.1211 | 30.2322 | 3.59 | 0.398 |  | 7.379 | 7.1537 | 7.6042 |  | 0.24938 | 0.1167 | 0.38206 |  | 0.41379 | 0.35537 | 0.47222 |  | 5.7705 | 5.5744 | 5.9665 |  | 13.8126 | 13.4807 | 14.1446 | 14.3827 |  | 63.8737 | 62.6055 | 65.142 |  |  | 68.2288
2027-09-01 | Forecast | 0.0019024 | 8.9394 | 30.2391 | 3.59 | 0.398 |  | 6.6004 | 6.3788 | 6.8219 |  | 0.27586 | 0.14388 | 0.40783 |  | 0.43067 | 0.37256 | 0.48878 |  | 5.7742 | 5.5793 | 5.9692 |  | 13.0812 | 12.7527 | 13.4096 | 13.1147 |  | 58.2344 | 56.9714 | 59.4974 |  |  | 62.5895
2027-10-01 | Forecast | 0.84105 | 4.3731 | 30.2457 | 3.59 | 0.398 |  | 5.5681 | 5.3441 | 5.7921 |  | 0.41768 | 0.28543 | 0.54992 |  | 0.49363 | 0.43541 | 0.55186 |  | 5.8088 | 5.6136 | 6.004 |  | 12.2882 | 11.9578 | 12.6186 | 11.5784 |  | 50.8902 | 49.6139 | 52.1666 |  |  | 55.2454
2027-11-01 | Forecast | 3.7852 | 0.97522 | 30.2526 | 3.59 | 0.398 |  | 5.0556 | 4.8299 | 5.2813 |  | 0.81237 | 0.6799 | 0.94483 |  | 0.64906 | 0.59073 | 0.70738 |  | 5.9229 | 5.7274 | 6.1184 |  | 12.4399 | 12.1081 | 12.7717 | 11.4887 |  | 47.5875 | 46.3025 | 48.8726 |  |  | 51.9426
2027-12-01 | Forecast | 6.9584 | 0.30649 | 30.2593 | 3.59 | 0.398 |  | 5.2462 | 5.0213 | 5.4712 |  | 1.2137 | 1.0809 | 1.3466 |  | 0.80137 | 0.74288 | 0.85986 |  | 6.0464 | 5.8504 | 6.2424 |  | 13.3078 | 12.976 | 13.6396 | 12.1499 |  | 49.3795 | 48.0884 | 50.6706 |  |  | 53.7346
2028-01-01 | Forecast | 9.3476 | 0.051326 | 30.2662 | 3.59 | 0.398 |  | 5.4549 | 5.227 | 5.6827 |  | 1.5141 | 1.3801 | 1.6482 |  | 0.91499 | 0.85597 | 0.974 |  | 6.1408 | 5.943 | 6.3386 |  | 14.0248 | 13.6894 | 14.3602 | 13.8831 |  | 51.1876 | 49.8761 | 52.4991 |  |  | 55.5427
2028-02-01 | Forecast | 6.8785 | 0.28996 | 30.2728 | 3.59 | 0.398 |  | 5.2577 | 5.0325 | 5.483 |  | 1.2055 | 1.0726 | 1.3384 |  | 0.79915 | 0.74063 | 0.85767 |  | 6.0528 | 5.8568 | 6.2489 |  | 13.3152 | 12.9832 | 13.6472 | 12.119 |  | 49.3806 | 48.0833 | 50.678 |  |  | 53.7357
2028-03-01 | Forecast | 2.5936 | 1.1591 | 30.2795 | 3.59 | 0.398 |  | 5.02 | 4.7919 | 5.2481 |  | 0.66553 | 0.5326 | 0.79846 |  | 0.59525 | 0.53672 | 0.65378 |  | 5.8969 | 5.7009 | 6.0929 |  | 12.1777 | 11.8437 | 12.5117 | 10.8091 |  | 47.0212 | 45.718 | 48.3245 |  |  | 51.3763
2028-04-01 | Forecast | 0.88823 | 2.7374 | 30.2864 | 3.59 | 0.398 |  | 5.2394 | 5.011 | 5.4678 |  | 0.44127 | 0.30819 | 0.57435 |  | 0.50832 | 0.44972 | 0.56692 |  | 5.8382 | 5.6421 | 6.0344 |  | 12.0273 | 11.6929 | 12.3616 | 10.9617 |  | 48.3205 | 47.0131 | 49.6278 |  |  | 52.6756
2028-05-01 | Forecast | 0.041905 | 6.3316 | 30.293 | 3.59 | 0.398 |  | 6.0531 | 5.8297 | 6.2765 |  | 0.30785 | 0.1754 | 0.4403 |  | 0.45132 | 0.393 | 0.50964 |  | 5.8123 | 5.6171 | 6.0076 |  | 12.6246 | 12.2945 | 12.9547 | 11.9662 |  | 54.021 | 52.727 | 55.315 |  |  | 58.3761
2028-06-01 | Forecast | 2.8334e-06 | 10.1214 | 30.2999 | 3.59 | 0.398 |  | 7.0033 | 6.7806 | 7.226 |  | 0.2731 | 0.14053 | 0.40567 |  | 0.43093 | 0.37256 | 0.4893 |  | 5.8169 | 5.6214 | 6.0123 |  | 13.5241 | 13.1943 | 13.854 | 12.9081 |  | 60.8181 | 59.5253 | 62.1109 |  |  | 65.1732
2028-07-01 | Forecast | 0 | 11.903 | 30.3068 | 3.59 | 0.398 |  | 7.4586 | 7.2337 | 7.6836 |  | 0.2596 | 0.12649 | 0.39271 |  | 0.42262 | 0.36401 | 0.48123 |  | 5.8223 | 5.626 | 6.0185 |  | 13.9631 | 13.631 | 14.2951 | 13.4548 |  | 64.0599 | 62.758 | 65.3617 |  |  | 68.415
2028-08-01 | Forecast | 0 | 12.1211 | 30.3141 | 3.59 | 0.398 |  | 7.526 | 7.3006 | 7.7513 |  | 0.25864 | 0.1254 | 0.39188 |  | 0.42223 | 0.36357 | 0.4809 |  | 5.8274 | 5.631 | 6.0238 |  | 14.0343 | 13.7018 | 14.3667 | 14.3797 |  | 64.5066 | 63.2003 | 65.813 |  |  | 68.8617
2028-09-01 | Forecast | 0.0019024 | 8.9394 | 30.3215 | 3.59 | 0.398 |  | 6.7482 | 6.5257 | 6.9706 |  | 0.28512 | 0.15256 | 0.41768 |  | 0.43911 | 0.38074 | 0.49748 |  | 5.8315 | 5.6362 | 6.0267 |  | 13.3039 | 12.9744 | 13.6334 | 13.1162 |  | 58.8707 | 57.5685 | 60.1729 |  |  | 63.2258
2028-10-01 | Forecast | 0.84105 | 4.3731 | 30.3285 | 3.59 | 0.398 |  | 5.7166 | 5.4908 | 5.9425 |  | 0.42694 | 0.29407 | 0.5598 |  | 0.50207 | 0.44357 | 0.56057 |  | 5.8663 | 5.6707 | 6.0619 |  | 12.512 | 12.1798 | 12.8441 | 11.5816 |  | 51.5298 | 50.2136 | 52.846 |  |  | 55.8849
2028-11-01 | Forecast | 3.7852 | 0.97522 | 30.3359 | 3.59 | 0.398 |  | 5.2049 | 4.9772 | 5.4326 |  | 0.82163 | 0.68852 | 0.95474 |  | 0.65749 | 0.59888 | 0.7161 |  | 5.9808 | 5.7849 | 6.1766 |  | 12.6648 | 12.3311 | 12.9985 | 11.4885 |  | 48.2304 | 46.9049 | 49.556 |  |  | 52.5855
2028-12-01 | Forecast | 6.9584 | 0.30649 | 30.343 | 3.59 | 0.398 |  | 5.3963 | 5.1697 | 5.6229 |  | 1.223 | 1.0895 | 1.3565 |  | 0.80981 | 0.75104 | 0.86858 |  | 6.1046 | 5.9082 | 6.3009 |  | 13.5337 | 13.2002 | 13.8671 | 12.1361 |  | 50.0257 | 48.6939 | 51.3575 |  |  | 54.3808
2029-01-01 | Forecast | 9.3476 | 0.051326 | 30.3503 | 3.59 | 0.398 |  | 5.6057 | 5.3766 | 5.8348 |  | 1.5234 | 1.3887 | 1.6581 |  | 0.92343 | 0.86413 | 0.98272 |  | 6.1992 | 6.0011 | 6.3974 |  | 14.2518 | 13.915 | 14.5885 |  |  | 51.8371 | 50.4852 | 53.1891 |  |  | 56.1922
2029-02-01 | Forecast | 6.8785 | 0.28996 | 30.3574 | 3.59 | 0.398 |  | 5.4094 | 5.1824 | 5.6363 |  | 1.2147 | 1.0812 | 1.3483 |  | 0.80759 | 0.74877 | 0.8664 |  | 6.1116 | 5.9151 | 6.308 |  | 13.5433 | 13.2095 | 13.877 |  |  | 50.0334 | 48.6947 | 51.3722 |  |  | 54.3885
2029-03-01 | Forecast | 2.5936 | 1.1591 | 30.3642 | 3.59 | 0.398 |  | 5.172 | 4.9415 | 5.4024 |  | 0.67477 | 0.54117 | 0.80837 |  | 0.60366 | 0.54484 | 0.66249 |  | 5.9558 | 5.7594 | 6.1522 |  | 12.4062 | 12.07 | 12.7423 |  |  | 47.6755 | 46.3306 | 49.0203 |  |  | 52.0306
2029-04-01 | Forecast | 0.88823 | 2.7374 | 30.3715 | 3.59 | 0.398 |  | 5.3922 | 5.1614 | 5.6229 |  | 0.45051 | 0.31676 | 0.58426 |  | 0.51673 | 0.45784 | 0.57563 |  | 5.8974 | 5.7008 | 6.094 |  | 12.2568 | 11.9203 | 12.5933 |  |  | 48.9781 | 47.629 | 50.3272 |  |  | 53.3332
2029-05-01 | Forecast | 0.041905 | 6.3316 | 30.3786 | 3.59 | 0.398 |  | 6.2066 | 5.9815 | 6.4317 |  | 0.31709 | 0.18398 | 0.4502 |  | 0.45973 | 0.40112 | 0.51834 |  | 5.8718 | 5.6762 | 6.0674 |  | 12.8552 | 12.5234 | 13.187 |  |  | 54.6819 | 53.3458 | 56.018 |  |  | 59.037
2029-06-01 | Forecast | 2.8334e-06 | 10.1214 | 30.3859 | 3.59 | 0.398 |  | 7.1575 | 6.934 | 7.3811 |  | 0.28233 | 0.14913 | 0.41554 |  | 0.43934 | 0.38069 | 0.498 |  | 5.8766 | 5.6808 | 6.0724 |  | 13.7558 | 13.4249 | 14.0867 |  |  | 61.4824 | 60.1476 | 62.8172 |  |  | 65.8375
2029-07-01 | Forecast | 0 | 11.903 | 30.3932 | 3.59 | 0.398 |  | 7.6135 | 7.3882 | 7.8389 |  | 0.26884 | 0.1351 | 0.40257 |  | 0.43103 | 0.37215 | 0.48992 |  | 5.8823 | 5.6857 | 6.0788 |  | 14.1957 | 13.8628 | 14.5285 |  |  | 64.727 | 63.3833 | 66.0706 |  |  | 69.0821
2029-08-01 | Forecast | 0 | 12.1211 | 30.4008 | 3.59 | 0.398 |  | 7.6815 | 7.4557 | 7.9072 |  | 0.26788 | 0.13401 | 0.40175 |  | 0.43065 | 0.3717 | 0.48959 |  | 5.8877 | 5.6909 | 6.0844 |  | 14.2676 | 13.9344 | 14.6009 |  |  | 65.1762 | 63.8278 | 66.5246 |  |  | 69.5313
2029-09-01 | Forecast | 0.0019024 | 8.9394 | 30.4085 | 3.59 | 0.398 |  | 6.9042 | 6.6806 | 7.1279 |  | 0.29436 | 0.16113 | 0.42758 |  | 0.44752 | 0.38886 | 0.50619 |  | 5.8919 | 5.6963 | 6.0876 |  | 13.5381 | 13.2072 | 13.8689 |  |  | 59.5427 | 58.1974 | 60.8881 |  |  | 63.8978
2029-10-01 | Forecast | 0.84105 | 4.3731 | 30.4159 | 3.59 | 0.398 |  | 5.8733 | 5.6453 | 6.1013 |  | 0.43617 | 0.30261 | 0.56974 |  | 0.51049 | 0.45168 | 0.5693 |  | 5.927 | 5.731 | 6.123 |  | 12.7469 | 12.4127 | 13.0811 |  |  | 52.2042 | 50.8442 | 53.5642 |  |  | 56.5593
2029-11-01 | Forecast | 3.7852 | 0.97522 | 30.4235 | 3.59 | 0.398 |  | 5.3621 | 5.132 | 5.5923 |  | 0.83086 | 0.69703 | 0.9647 |  | 0.66591 | 0.60698 | 0.72484 |  | 6.0417 | 5.8454 | 6.238 |  | 12.9006 | 12.5646 | 13.2365 |  |  | 48.9074 | 47.5375 | 50.2772 |  |  | 53.2625
2029-12-01 | Forecast | 6.9584 | 0.30649 | 30.4309 | 3.59 | 0.398 |  | 5.5541 | 5.3254 | 5.7827 |  | 1.2322 | 1.098 | 1.3664 |  | 0.81822 | 0.75913 | 0.87732 |  | 6.1657 | 5.9689 | 6.3625 |  | 13.7702 | 13.4348 | 14.1056 |  |  | 50.705 | 49.3287 | 52.0813 |  |  | 55.0601
2030-01-01 | Forecast | 9.3476 | 0.051326 | 30.4386 | 3.59 | 0.398 |  | 5.7641 | 5.5333 | 5.9948 |  | 1.5326 | 1.3972 | 1.668 |  | 0.93184 | 0.87222 | 0.99146 |  | 6.2606 | 6.062 | 6.4591 |  | 14.4891 | 14.1507 | 14.8276 |  |  | 52.5189 | 51.1228 | 53.9151 |  |  | 56.874
2030-02-01 | Forecast | 6.8785 | 0.28996 | 30.446 | 3.59 | 0.398 |  | 5.5683 | 5.3392 | 5.7973 |  | 1.224 | 1.0897 | 1.3583 |  | 0.816 | 0.75686 | 0.87514 |  | 6.1731 | 5.9763 | 6.37 |  | 13.7814 | 13.4456 | 14.1171 |  |  | 50.7176 | 49.3338 | 52.1015 |  |  | 55.0727
2030-03-01 | Forecast | 2.5936 | 1.1591 | 30.4531 | 3.59 | 0.398 |  | 5.3314 | 5.0982 | 5.5646 |  | 0.68401 | 0.54966 | 0.81836 |  | 0.61208 | 0.55292 | 0.67124 |  | 6.0175 | 5.8207 | 6.2144 |  | 12.645 | 12.3064 | 12.9837 |  |  | 48.362 | 46.9718 | 49.7522 |  |  | 52.7171
2030-04-01 | Forecast | 0.88823 | 2.7374 | 30.4608 | 3.59 | 0.398 |  | 5.5522 | 5.3187 | 5.7856 |  | 0.45974 | 0.32524 | 0.59424 |  | 0.52515 | 0.46593 | 0.58437 |  | 5.9594 | 5.7624 | 6.1564 |  | 12.4965 | 12.1575 | 12.8354 |  |  | 49.6671 | 48.2726 | 51.0616 |  |  | 54.0222
2030-05-01 | Forecast | 0.041905 | 6.3316 | 30.4682 | 3.59 | 0.398 |  | 6.3672 | 6.14 | 6.5943 |  | 0.32633 | 0.19249 | 0.46017 |  | 0.46815 | 0.40921 | 0.52708 |  | 5.934 | 5.738 | 6.1301 |  | 13.0956 | 12.7618 | 13.4295 |  |  | 55.3733 | 53.9915 | 56.7552 |  |  | 59.7284
2030-06-01 | Forecast | 2.8334e-06 | 10.1214 | 30.4758 | 3.59 | 0.398 |  | 7.3187 | 7.094 | 7.5434 |  | 0.29157 | 0.15765 | 0.42549 |  | 0.44776 | 0.38879 | 0.50673 |  | 5.939 | 5.7428 | 6.1353 |  | 13.9971 | 13.6648 | 14.3293 |  |  | 62.1763 | 60.7959 | 63.5567 |  |  | 66.5314
2030-07-01 | Forecast | 0 | 11.903 | 30.4831 | 3.59 | 0.398 |  | 7.7747 | 7.5486 | 8.0009 |  | 0.27807 | 0.14363 | 0.41251 |  | 0.43945 | 0.38025 | 0.49865 |  | 5.9447 | 5.7477 | 6.1417 |  | 14.437 | 14.1031 | 14.7709 |  |  | 65.4211 | 64.0321 | 66.8101 |  |  | 69.7762
2030-08-01 | Forecast | 0 | 12.1211 | 30.4905 | 3.59 | 0.398 |  | 7.8422 | 7.6158 | 8.0687 |  | 0.27711 | 0.14253 | 0.41169 |  | 0.43906 | 0.3798 | 0.49832 |  | 5.9499 | 5.7528 | 6.1471 |  | 14.5083 | 14.174 | 14.8426 |  |  | 65.8684 | 64.4747 | 67.2621 |  |  | 70.2235
2030-09-01 | Forecast | 0.0019024 | 8.9394 | 30.4979 | 3.59 | 0.398 |  | 7.0645 | 6.8394 | 7.2897 |  | 0.30359 | 0.16962 | 0.43756 |  | 0.45594 | 0.39695 | 0.51493 |  | 5.954 | 5.758 | 6.1501 |  | 13.7781 | 13.4456 | 14.1106 |  |  | 60.233 | 58.8416 | 61.6243 |  |  | 64.5881
2030-10-01 | Forecast | 0.84105 | 4.3731 | 30.505 | 3.59 | 0.398 |  | 6.0331 | 5.8026 | 6.2636 |  | 0.44541 | 0.31107 | 0.57975 |  | 0.5189 | 0.45975 | 0.57806 |  | 5.9889 | 5.7925 | 6.1854 |  | 12.9864 | 12.6498 | 13.3229 |  |  | 52.8926 | 51.4862 | 54.2989 |  |  | 57.2477
2030-11-01 | Forecast | 3.7852 | 0.97522 | 30.5124 | 3.59 | 0.398 |  | 5.5215 | 5.2887 | 5.7544 |  | 0.8401 | 0.70546 | 0.97474 |  | 0.67432 | 0.61504 | 0.73361 |  | 6.1034 | 5.9066 | 6.3002 |  | 13.1394 | 12.8009 | 13.4779 |  |  | 49.5937 | 48.1773 | 51.0101 |  |  | 53.9488
2030-12-01 | Forecast | 6.9584 | 0.30649 | 30.5196 | 3.59 | 0.398 |  | 5.713 | 5.4821 | 5.944 |  | 1.2415 | 1.1065 | 1.3765 |  | 0.82664 | 0.76719 | 0.88608 |  | 6.2272 | 6.03 | 6.4245 |  | 14.0084 | 13.6707 | 14.3461 |  |  | 51.3895 | 49.9668 | 52.8122 |  |  | 55.7446
2031-01-01 | Forecast | 9.3476 | 0.051326 | 30.5269 | 3.59 | 0.398 |  | 5.9226 | 5.6899 | 6.1552 |  | 1.5419 | 1.4057 | 1.6781 |  | 0.94026 | 0.88028 | 1.0002 |  | 6.322 | 6.1229 | 6.521 |  | 14.7267 | 14.3863 | 15.0671 |  |  | 53.2014 | 51.7594 | 54.6434 |  |  | 57.5565
2031-02-01 | Forecast | 6.8785 | 0.28996 | 30.5341 | 3.59 | 0.398 |  | 5.7263 | 5.4949 | 5.9577 |  | 1.2332 | 1.0981 | 1.3683 |  | 0.82442 | 0.76492 | 0.88392 |  | 6.2343 | 6.037 | 6.4317 |  | 14.0183 | 13.6802 | 14.3564 |  |  | 51.3982 | 49.968 | 52.8285 |  |  | 55.7533
2031-03-01 | Forecast | 2.5936 | 1.1591 | 30.541 | 3.59 | 0.398 |  | 5.489 | 5.2529 | 5.7252 |  | 0.69324 | 0.55807 | 0.82842 |  | 0.62049 | 0.56097 | 0.68001 |  | 6.0786 | 5.8813 | 6.2759 |  | 12.8814 | 12.5401 | 13.2227 |  |  | 49.0408 | 47.6042 | 50.4774 |  |  | 53.3959
2031-04-01 | Forecast | 0.88823 | 2.7374 | 30.5484 | 3.59 | 0.398 |  | 5.7094 | 5.473 | 5.9457 |  | 0.46898 | 0.33366 | 0.6043 |  | 0.53356 | 0.47398 | 0.59315 |  | 6.0203 | 5.8228 | 6.2177 |  | 12.7322 | 12.3905 | 13.0738 |  |  | 50.3439 | 48.9032 | 51.7847 |  |  | 54.699
2031-05-01 | Forecast | 0.041905 | 6.3316 | 30.5556 | 3.59 | 0.398 |  | 6.5239 | 6.2944 | 6.7534 |  | 0.33556 | 0.20091 | 0.47022 |  | 0.47656 | 0.41727 | 0.53585 |  | 5.9947 | 5.7982 | 6.1912 |  | 13.3307 | 12.9947 | 13.6668 |  |  | 56.0482 | 54.6201 | 57.4763 |  |  | 60.4033
2031-06-01 | Forecast | 2.8334e-06 | 10.1214 | 30.5629 | 3.59 | 0.398 |  | 7.475 | 7.2488 | 7.7011 |  | 0.30081 | 0.16609 | 0.43552 |  | 0.45617 | 0.39686 | 0.51549 |  | 5.9996 | 5.803 | 6.1962 |  | 14.2315 | 13.8977 | 14.5654 |  |  | 62.8492 | 61.423 | 64.2755 |  |  | 67.2043
2031-07-01 | Forecast | 0 | 11.903 | 30.57 | 3.59 | 0.398 |  | 7.9307 | 7.7035 | 8.1578 |  | 0.28731 | 0.15209 | 0.42253 |  | 0.44787 | 0.38832 | 0.50741 |  | 6.0051 | 5.8077 | 6.2025 |  | 14.6709 | 14.3357 | 15.0062 |  |  | 66.0924 | 64.658 | 67.5268 |  |  | 70.4475
2031-08-01 | Forecast | 0 | 12.1211 | 30.5772 | 3.59 | 0.398 |  | 7.9978 | 7.7704 | 8.2252 |  | 0.28635 | 0.15098 | 0.42172 |  | 0.44748 | 0.38787 | 0.50708 |  | 6.0102 | 5.8126 | 6.2077 |  | 14.7418 | 14.4062 | 15.0774 |  |  | 66.5382 | 65.0992 | 67.9773 |  |  | 70.8933
2031-09-01 | Forecast | 0.0019024 | 8.9394 | 30.5844 | 3.59 | 0.398 |  | 7.2198 | 6.9928 | 7.4467 |  | 0.31283 | 0.17804 | 0.44762 |  | 0.46435 | 0.405 | 0.52371 |  | 6.0142 | 5.8177 | 6.2107 |  | 14.0111 | 13.6767 | 14.3455 |  |  | 60.9014 | 59.464 | 62.3388 |  |  | 65.2565
2031-10-01 | Forecast | 0.84105 | 4.3731 | 30.5914 | 3.59 | 0.398 |  | 6.1881 | 5.9549 | 6.4212 |  | 0.45465 | 0.31945 | 0.58984 |  | 0.52732 | 0.46779 | 0.58685 |  | 6.0489 | 5.852 | 6.2458 |  | 13.219 | 12.8799 | 13.558 |  |  | 53.5596 | 52.1069 | 55.0123 |  |  | 57.9147
2031-11-01 | Forecast | 3.7852 | 0.97522 | 30.5986 | 3.59 | 0.398 |  | 5.6761 | 5.4403 | 5.9119 |  | 0.84934 | 0.71382 | 0.98485 |  | 0.68274 | 0.62307 | 0.74241 |  | 6.1633 | 5.9661 | 6.3605 |  | 13.3715 | 13.0303 | 13.7127 |  |  | 50.2594 | 48.7964 | 51.7223 |  |  | 54.6145
2031-12-01 | Forecast | 6.9584 | 0.30649 | 30.6056 | 3.59 | 0.398 |  | 5.8673 | 5.6338 | 6.1008 |  | 1.2507 | 1.1148 | 1.3866 |  | 0.83505 | 0.77522 | 0.89489 |  | 6.287 | 6.0893 | 6.4848 |  | 14.2401 | 13.9 | 14.5802 |  |  | 52.0538 | 50.5846 | 53.5229 |  |  | 56.4089
2032-01-01 | Forecast | 9.3476 | 0.051326 | 30.6128 | 3.59 | 0.398 |  | 6.0765 | 5.8417 | 6.3113 |  | 1.5511 | 1.414 | 1.6882 |  | 0.94867 | 0.88831 | 1.009 |  | 6.3816 | 6.1821 | 6.5811 |  | 14.9579 | 14.6154 | 15.3005 |  |  | 53.8644 | 52.3764 | 55.3523 |  |  | 58.2195
2032-02-01 | Forecast | 6.8785 | 0.28996 | 30.6198 | 3.59 | 0.398 |  | 5.88 | 5.646 | 6.114 |  | 1.2425 | 1.1064 | 1.3785 |  | 0.83283 | 0.77294 | 0.89273 |  | 6.2939 | 6.0961 | 6.4917 |  | 14.2491 | 13.9086 | 14.5897 |  |  | 52.0598 | 50.5831 | 53.5366 |  |  | 56.4149
2032-03-01 | Forecast | 2.5936 | 1.1591 | 30.6268 | 3.59 | 0.398 |  | 5.6428 | 5.4035 | 5.8821 |  | 0.70251 | 0.56643 | 0.83858 |  | 0.62893 | 0.56901 | 0.68885 |  | 6.1382 | 5.9404 | 6.3359 |  | 13.1124 | 12.7682 | 13.4566 |  |  | 49.7029 | 48.2197 | 51.1861 |  |  | 54.058
2032-04-01 | Forecast | 0.88823 | 2.7374 | 30.634 | 3.59 | 0.398 |  | 5.8628 | 5.6234 | 6.1023 |  | 0.47824 | 0.34202 | 0.61447 |  | 0.542 | 0.48202 | 0.60198 |  | 6.0797 | 5.8818 | 6.2777 |  | 12.9628 | 12.6183 | 13.3073 |  |  | 51.0047 | 49.5175 | 52.4919 |  |  | 55.3598
2032-05-01 | Forecast | 0.041905 | 6.3316 | 30.641 | 3.59 | 0.398 |  | 6.6771 | 6.445 | 6.9091 |  | 0.34483 | 0.20929 | 0.48037 |  | 0.485 | 0.42532 | 0.54468 |  | 6.0541 | 5.8571 | 6.251 |  | 13.5609 | 13.2225 | 13.8994 |  |  | 56.7077 | 55.2331 | 58.1824 |  |  | 61.0628
2032-06-01 | Forecast | 2.8334e-06 | 10.1214 | 30.6482 | 3.59 | 0.398 |  | 7.6278 | 7.4 | 7.8557 |  | 0.31007 | 0.17449 | 0.44565 |  | 0.46461 | 0.40491 | 0.52431 |  | 6.0588 | 5.8617 | 6.2559 |  | 14.4613 | 14.1256 | 14.797 |  |  | 63.5074 | 62.035 | 64.9798 |  |  | 67.8625
2032-07-01 | Forecast | 0 | 11.903 | 30.6552 | 3.59 | 0.398 |  | 8.0834 | 7.855 | 8.3118 |  | 0.29657 | 0.16049 | 0.43266 |  | 0.4563 | 0.39638 | 0.51622 |  | 6.0643 | 5.8664 | 6.2621 |  | 14.9005 | 14.5638 | 15.2373 |  |  | 66.75 | 65.2698 | 68.2303 |  |  | 71.1051
2032-08-01 | Forecast | 0 | 12.1211 | 30.6624 | 3.59 | 0.398 |  | 8.1506 | 7.9219 | 8.3793 |  | 0.29561 | 0.15938 | 0.43184 |  | 0.45592 | 0.39593 | 0.5159 |  | 6.0694 | 5.8714 | 6.2674 |  | 14.9715 | 14.6343 | 15.3086 |  |  | 67.196 | 65.711 | 68.681 |  |  | 71.5511
2032-09-01 | Forecast | 0.0019024 | 8.9394 | 30.6696 | 3.59 | 0.398 |  | 7.3726 | 7.1436 | 7.6016 |  | 0.32209 | 0.1864 | 0.45778 |  | 0.47279 | 0.41305 | 0.53254 |  | 6.0734 | 5.8764 | 6.2703 |  | 14.2408 | 13.9044 | 14.5773 |  |  | 61.5593 | 60.0752 | 63.0434 |  |  | 65.9144
2032-10-01 | Forecast | 0.84105 | 4.3731 | 30.6766 | 3.59 | 0.398 |  | 6.3409 | 6.1048 | 6.577 |  | 0.46391 | 0.32778 | 0.60004 |  | 0.53575 | 0.47582 | 0.59569 |  | 6.1081 | 5.9108 | 6.3055 |  | 13.4487 | 13.1069 | 13.7905 |  |  | 54.2177 | 52.718 | 55.7174 |  |  | 58.5728
2032-11-01 | Forecast | 3.7852 | 0.97522 | 30.6838 | 3.59 | 0.398 |  | 5.829 | 5.5901 | 6.0679 |  | 0.8586 | 0.72213 | 0.99507 |  | 0.69118 | 0.63109 | 0.75127 |  | 6.2225 | 6.0248 | 6.4202 |  | 13.6013 | 13.2572 | 13.9454 |  |  | 50.9176 | 49.4074 | 52.4279 |  |  | 55.2727
2032-12-01 | Forecast | 6.9584 | 0.30649 | 30.6908 | 3.59 | 0.398 |  | 6.0202 | 5.784 | 6.2565 |  | 1.26 | 1.1231 | 1.3968 |  | 0.84349 | 0.78324 | 0.90375 |  | 6.3462 | 6.148 | 6.5445 |  | 14.4699 | 14.1272 | 14.8127 |  |  | 52.7122 | 51.1957 | 54.2286 |  |  | 57.0673
2033-01-01 | Forecast | 9.3476 | 0.051326 | 30.6981 | 3.59 | 0.398 |  | 6.2295 | 5.9923 | 6.4667 |  | 1.5604 | 1.4224 | 1.6984 |  | 0.95711 | 0.89633 | 1.0179 |  | 6.4408 | 6.2409 | 6.6408 |  | 15.1878 | 14.8429 | 15.5328 |  |  | 54.5229 | 52.9881 | 56.0577 |  |  | 58.878
2033-02-01 | Forecast | 6.8785 | 0.28996 | 30.7051 | 3.59 | 0.398 |  | 6.033 | 5.7962 | 6.2698 |  | 1.2517 | 1.1147 | 1.3887 |  | 0.84127 | 0.78095 | 0.90159 |  | 6.3531 | 6.1548 | 6.5514 |  | 14.4791 | 14.1359 | 14.8223 |  |  | 52.7185 | 51.1943 | 54.2428 |  |  | 57.0736
2033-03-01 | Forecast | 2.5936 | 1.1591 | 30.7118 | 3.59 | 0.398 |  | 5.7954 | 5.5528 | 6.038 |  | 0.71174 | 0.57469 | 0.84879 |  | 0.63735 | 0.577 | 0.69769 |  | 6.1973 | 5.999 | 6.3956 |  | 13.3418 | 12.9945 | 13.6891 |  |  | 50.3599 | 48.8293 | 51.8906 |  |  | 54.7151
2033-04-01 | Forecast | 0.88823 | 2.7374 | 30.7191 | 3.59 | 0.398 |  | 6.0155 | 5.7727 | 6.2582 |  | 0.48748 | 0.35028 | 0.62467 |  | 0.55042 | 0.49001 | 0.61083 |  | 6.1388 | 5.9404 | 6.3373 |  | 13.1922 | 12.8447 | 13.5397 |  |  | 51.6619 | 50.1273 | 53.1965 |  |  | 56.017
2033-05-01 | Forecast | 0.041905 | 6.3316 | 30.7261 | 3.59 | 0.398 |  | 6.8297 | 6.5949 | 7.0645 |  | 0.35406 | 0.21756 | 0.49056 |  | 0.49342 | 0.43331 | 0.55352 |  | 6.1132 | 5.9157 | 6.3106 |  | 13.7904 | 13.4493 | 14.1315 |  |  | 57.3651 | 55.8429 | 58.8873 |  |  | 61.7202
2033-06-01 | Forecast | 2.8334e-06 | 10.1214 | 30.7333 | 3.59 | 0.398 |  | 7.7805 | 7.5507 | 8.0103 |  | 0.3193 | 0.18278 | 0.45583 |  | 0.47303 | 0.41291 | 0.53314 |  | 6.118 | 5.9204 | 6.3155 |  | 14.6908 | 14.3531 | 15.0286 |  |  | 64.1649 | 62.6451 | 65.6847 |  |  | 68.52
2033-07-01 | Forecast | 0 | 11.903 | 30.7403 | 3.59 | 0.398 |  | 8.2361 | 8.0062 | 8.4661 |  | 0.30581 | 0.16879 | 0.44282 |  | 0.46472 | 0.40439 | 0.52505 |  | 6.1234 | 5.9251 | 6.3217 |  | 15.1301 | 14.7915 | 15.4686 |  |  | 67.4077 | 65.8803 | 68.935 |  |  | 71.7628
2033-08-01 | Forecast | 0 | 12.1211 | 30.7476 | 3.59 | 0.398 |  | 8.3033 | 8.0731 | 8.5336 |  | 0.30485 | 0.16768 | 0.44202 |  | 0.46433 | 0.40393 | 0.52473 |  | 6.1285 | 5.9301 | 6.327 |  | 15.2011 | 14.8622 | 15.54 |  |  | 67.8538 | 66.3217 | 69.386 |  |  | 72.2089
2033-09-01 | Forecast | 0.0019024 | 8.9394 | 30.7548 | 3.59 | 0.398 |  | 7.5254 | 7.2941 | 7.7567 |  | 0.33133 | 0.19467 | 0.46798 |  | 0.48121 | 0.42104 | 0.54138 |  | 6.1326 | 5.9351 | 6.33 |  | 14.4705 | 14.1317 | 14.8093 |  |  | 62.2173 | 60.6854 | 63.7492 |  |  | 66.5724
2033-10-01 | Forecast | 0.84105 | 4.3731 | 30.7618 | 3.59 | 0.398 |  | 6.4937 | 6.2545 | 6.7329 |  | 0.47314 | 0.33602 | 0.61027 |  | 0.54417 | 0.48379 | 0.60455 |  | 6.1673 | 5.9695 | 6.3652 |  | 13.6784 | 13.3337 | 14.0231 |  |  | 54.8758 | 53.3279 | 56.4237 |  |  | 59.2309
2033-11-01 | Forecast | 3.7852 | 0.97522 | 30.7691 | 3.59 | 0.398 |  | 5.9819 | 5.7396 | 6.2242 |  | 0.86784 | 0.73035 | 1.0053 |  | 0.69959 | 0.63905 | 0.76013 |  | 6.2817 | 6.0835 | 6.48 |  | 13.831 | 13.4838 | 14.1783 |  |  | 51.5759 | 50.0172 | 53.1345 |  |  | 55.931
2033-12-01 | Forecast | 6.9584 | 0.30649 | 30.7761 | 3.59 | 0.398 |  | 6.1732 | 5.9339 | 6.4124 |  | 1.2692 | 1.1313 | 1.4071 |  | 0.85191 | 0.7912 | 0.91261 |  | 6.4055 | 6.2067 | 6.6042 |  | 14.6997 | 14.3542 | 15.0453 |  |  | 53.3706 | 51.8057 | 54.9355 |  |  | 57.7257

## Hold-out
Month | Model | Actual | Predicted (fit before the hold-out) | Error
2025-08-01 | Electric power | 7.7134 | 7.8378 | 0.12442
2025-09-01 | Electric power | 6.914 | 7.0307 | 0.11671
2025-10-01 | Electric power | 5.6292 | 5.9011 | 0.27192
2025-11-01 | Electric power | 4.6487 | 4.6561 | 0.0073755
2026-01-01 | Electric power | 5.4374 | 5.0786 | -0.35879
2026-02-01 | Electric power | 4.5544 | 4.3206 | -0.23376
2026-03-01 | Electric power | 4.129 | 4.1906 | 0.06159
2026-04-01 | Electric power | 4.808 | 4.9951 | 0.18702
2026-05-01 | Electric power | 5.7464 | 5.594 | -0.15246
2026-06-01 | Electric power | 6.8061 | 6.7235 | -0.082518
2026-07-01 | Electric power | 7.6218 | 7.5235 | -0.09833
2025-08-01 | Residential | 0.19497 | 0.23878 | 0.04381
2025-09-01 | Residential | 0.1994 | 0.26105 | 0.061653
2025-10-01 | Residential | 0.25358 | 0.32975 | 0.076172
2025-11-01 | Residential | 0.4432 | 0.60303 | 0.15983
2025-12-01 | Residential | 0.97965 | 1.1151 | 0.13548
2026-01-01 | Residential | 1.498 | 1.4572 | -0.0408
2026-02-01 | Residential | 1.0064 | 0.77137 | -0.23498
2026-03-01 | Residential | 0.5391 | 0.4632 | -0.075894
2026-04-01 | Residential | 0.3398 | 0.35932 | 0.019525
2026-05-01 | Residential | 0.2309 | 0.30663 | 0.075726
2026-06-01 | Residential | 0.2417 | 0.2613 | 0.019605
2026-07-01 | Residential | 0.21765 | 0.24751 | 0.02986
2025-08-01 | Commercial | 0.383 | 0.40244 | 0.019445
2025-09-01 | Commercial | 0.39827 | 0.41764 | 0.019372
2025-10-01 | Commercial | 0.41026 | 0.45091 | 0.040647
2025-11-01 | Commercial | 0.52203 | 0.56359 | 0.041553
2025-12-01 | Commercial | 0.69529 | 0.7579 | 0.062613
2026-01-01 | Commercial | 0.92126 | 0.88657 | -0.034685
2026-02-01 | Commercial | 0.60132 | 0.63046 | 0.02914
2026-03-01 | Commercial | 0.55184 | 0.51061 | -0.04123
2026-04-01 | Commercial | 0.47023 | 0.46912 | -0.0011113
2026-05-01 | Commercial | 0.38348 | 0.44617 | 0.062684
2026-06-01 | Commercial | 0.4054 | 0.41967 | 0.014275
2026-07-01 | Commercial | 0.37413 | 0.4106 | 0.036469
2025-08-01 | Industrial | 5.5388 | 5.6973 | 0.1585
2025-09-01 | Industrial | 5.5623 | 5.7005 | 0.13827
2025-10-01 | Industrial | 5.3518 | 5.7166 | 0.36476
2025-11-01 | Industrial | 5.8022 | 5.7905 | -0.011697
2025-12-01 | Industrial | 5.93 | 5.9472 | 0.017162
2026-01-01 | Industrial | 5.7875 | 6.0556 | 0.268
2026-02-01 | Industrial | 5.7059 | 5.8538 | 0.14792
2026-03-01 | Industrial | 5.6532 | 5.7728 | 0.11961
2026-04-01 | Industrial | 5.7195 | 5.7513 | 0.031728
2026-05-01 | Industrial | 5.6338 | 5.7458 | 0.112
2026-06-01 | Industrial | 5.6723 | 5.7516 | 0.079299
2026-07-01 | Industrial | 5.5194 | 5.7584 | 0.23902
2025-10-01 | ERCOT load (full-sample model with trend) | 55.0334 | 54.7926 | -0.24083
2025-11-01 | ERCOT load (full-sample model with trend) | 50.1231 | 48.4428 | -1.6803
2026-01-01 | ERCOT load (full-sample model with trend) | 53.5154 | 52.446 | -1.0693
2026-02-01 | ERCOT load (full-sample model with trend) | 49.3612 | 47.7005 | -1.6607
2026-03-01 | ERCOT load (full-sample model with trend) | 50.9277 | 49.7547 | -1.1729
2026-04-01 | ERCOT load (full-sample model with trend) | 52.4235 | 51.664 | -0.75943
2026-05-01 | ERCOT load (full-sample model with trend) | 56.2297 | 54.4305 | -1.7992
2026-06-01 | ERCOT load (full-sample model with trend) | 65.5216 | 62.5143 | -3.0073
2026-07-01 | ERCOT load (full-sample model with trend) | 69.2811 | 66.108 | -3.1731
2026-08-01 | ERCOT load (full-sample model with trend) | 73.0924 | 69.4648 | -3.6276
2026-09-01 | ERCOT load (full-sample model with trend) | 69.9025 | 65.0358 | -4.8667

## Texas degree days
Month | HDD_total | CDD_total | Days | Days in month | Complete | HDD per day | CDD per day
2015-01-01 | 341.7859 | 0 | 31 | 31 | TRUE | 11.0254 | 0
2015-02-01 | 258.8778 | 0.68078 | 28 | 28 | TRUE | 9.2456 | 0.024314
2015-03-01 | 127.1584 | 14.7616 | 31 | 31 | TRUE | 4.1019 | 0.47618
2015-04-01 | 17.7445 | 77.3508 | 30 | 30 | TRUE | 0.59148 | 2.5784
2015-05-01 | 0.85 | 155.5437 | 31 | 31 | TRUE | 0.027419 | 5.0175
2015-06-01 | 0 | 248.3187 | 30 | 30 | TRUE | 0 | 8.2773
2015-07-01 | 0 | 326.2376 | 31 | 31 | TRUE | 0 | 10.5238
2015-08-01 | 0 | 366.9952 | 31 | 31 | TRUE | 0 | 11.8386
2015-09-01 | 0 | 277.6096 | 30 | 30 | TRUE | 0 | 9.2537
2015-10-01 | 5.0506 | 137.3834 | 31 | 31 | TRUE | 0.16292 | 4.4317
2015-11-01 | 117.3545 | 19.1322 | 30 | 30 | TRUE | 3.9118 | 0.63774
2015-12-01 | 209.1807 | 12.1528 | 31 | 31 | TRUE | 6.7478 | 0.39203
2016-01-01 | 310.8987 | 0.11478 | 31 | 31 | TRUE | 10.029 | 0.0037027
2016-02-01 | 169.3287 | 2.6322 | 29 | 29 | TRUE | 5.8389 | 0.090766
2016-03-01 | 73.8091 | 25.9646 | 31 | 31 | TRUE | 2.3809 | 0.83757
2016-04-01 | 18.3551 | 71.1975 | 30 | 30 | TRUE | 0.61184 | 2.3733
2016-05-01 | 4.6318 | 142.3965 | 31 | 31 | TRUE | 0.14941 | 4.5934
2016-06-01 | 0 | 261.5461 | 30 | 30 | TRUE | 0 | 8.7182
2016-07-01 | 0 | 350.6739 | 31 | 31 | TRUE | 0 | 11.3121
2016-08-01 | 0 | 310.9703 | 31 | 31 | TRUE | 0 | 10.0313
2016-09-01 | 0.084152 | 245.255 | 30 | 30 | TRUE | 0.0028051 | 8.1752
2016-10-01 | 2.8576 | 139.1369 | 31 | 31 | TRUE | 0.092181 | 4.4883
2016-11-01 | 63.543 | 34.7121 | 30 | 30 | TRUE | 2.1181 | 1.1571
2016-12-01 | 236.1437 | 10.9153 | 31 | 31 | TRUE | 7.6175 | 0.35211
2017-01-01 | 224.8575 | 3.3996 | 31 | 31 | TRUE | 7.2535 | 0.10966
2017-02-01 | 98.5688 | 17.4425 | 28 | 28 | TRUE | 3.5203 | 0.62295
2017-03-01 | 53.5453 | 49.7336 | 31 | 31 | TRUE | 1.7273 | 1.6043
2017-04-01 | 12.4765 | 85.1189 | 30 | 30 | TRUE | 0.41588 | 2.8373
2017-05-01 | 0.72035 | 177.2777 | 31 | 31 | TRUE | 0.023237 | 5.7186
2017-06-01 | 0 | 274.8622 | 30 | 30 | TRUE | 0 | 9.1621
2017-07-01 | 0 | 353.3521 | 31 | 31 | TRUE | 0 | 11.3985
2017-08-01 | 0 | 312.374 | 31 | 31 | TRUE | 0 | 10.0766
2017-09-01 | 0 | 218.7429 | 30 | 30 | TRUE | 0 | 7.2914
2017-10-01 | 37.228 | 104.3259 | 31 | 31 | TRUE | 1.2009 | 3.3654
2017-11-01 | 79.7456 | 38.7378 | 30 | 30 | TRUE | 2.6582 | 1.2913
2017-12-01 | 274.364 | 4.9309 | 31 | 31 | TRUE | 8.8505 | 0.15906
2018-01-01 | 350.4784 | 0.12174 | 31 | 31 | TRUE | 11.3058 | 0.0039271
2018-02-01 | 173.467 | 12.9777 | 28 | 28 | TRUE | 6.1952 | 0.46349
2018-03-01 | 76.2059 | 35.4226 | 31 | 31 | TRUE | 2.4583 | 1.1427
2018-04-01 | 53.6661 | 43.1556 | 30 | 30 | TRUE | 1.7889 | 1.4385
2018-05-01 | 0.045901 | 255.4334 | 31 | 31 | TRUE | 0.0014807 | 8.2398
2018-06-01 | 0 | 353.7797 | 30 | 30 | TRUE | 0 | 11.7927
2018-07-01 | 0 | 392.855 | 31 | 31 | TRUE | 0 | 12.6727
2018-08-01 | 0 | 359.3293 | 31 | 31 | TRUE | 0 | 11.5913
2018-09-01 | 0 | 230.217 | 30 | 30 | TRUE | 0 | 7.6739
2018-10-01 | 44.801 | 93.0287 | 31 | 31 | TRUE | 1.4452 | 3.0009
2018-11-01 | 204.0329 | 10.7429 | 30 | 30 | TRUE | 6.8011 | 0.3581
2018-12-01 | 260.5826 | 0.34404 | 31 | 31 | TRUE | 8.4059 | 0.011098
2019-01-01 | 305.5737 | 0 | 31 | 31 | TRUE | 9.8572 | 0
2019-02-01 | 190.7494 | 4.836 | 28 | 28 | TRUE | 6.8125 | 0.17271
2019-03-01 | 146.9108 | 16.9548 | 31 | 31 | TRUE | 4.7391 | 0.54693
2019-04-01 | 31.562 | 64.1489 | 30 | 30 | TRUE | 1.0521 | 2.1383
2019-05-01 | 3.6297 | 179.8914 | 31 | 31 | TRUE | 0.11709 | 5.8029
2019-06-01 | 0.00085002 | 266.3378 | 30 | 30 | TRUE | 2.8334e-05 | 8.8779
2019-07-01 | 0 | 339.5319 | 31 | 31 | TRUE | 0 | 10.9526
2019-08-01 | 0 | 409.6062 | 31 | 31 | TRUE | 0 | 13.2131
2019-09-01 | 0 | 339.5015 | 30 | 30 | TRUE | 0 | 11.3167
2019-10-01 | 51.8773 | 118.7945 | 31 | 31 | TRUE | 1.6735 | 3.8321
2019-11-01 | 167.6884 | 13.6049 | 30 | 30 | TRUE | 5.5896 | 0.4535
2019-12-01 | 232.2955 | 2.3934 | 31 | 31 | TRUE | 7.4934 | 0.077206
2020-01-01 | 214.6732 | 5.1749 | 31 | 31 | TRUE | 6.9249 | 0.16693
2020-02-01 | 214.8359 | 3.2395 | 29 | 29 | TRUE | 7.4081 | 0.11171
2020-03-01 | 48.5927 | 62.4883 | 31 | 31 | TRUE | 1.5675 | 2.0158
2020-04-01 | 40.7899 | 74.1054 | 30 | 30 | TRUE | 1.3597 | 2.4702
2020-05-01 | 0.60463 | 173.3858 | 31 | 31 | TRUE | 0.019504 | 5.5931
2020-06-01 | 0 | 279.49 | 30 | 30 | TRUE | 0 | 9.3163
2020-07-01 | 0 | 361.9653 | 31 | 31 | TRUE | 0 | 11.6763
2020-08-01 | 0 | 382.9242 | 31 | 31 | TRUE | 0 | 12.3524
2020-09-01 | 0.48318 | 203.3746 | 30 | 30 | TRUE | 0.016106 | 6.7792
2020-10-01 | 45.6523 | 113.8425 | 31 | 31 | TRUE | 1.4727 | 3.6723
2020-11-01 | 69.5266 | 30.8997 | 30 | 30 | TRUE | 2.3176 | 1.03
2020-12-01 | 248.5346 | 0.64016 | 31 | 31 | TRUE | 8.0172 | 0.02065
2021-01-01 | 275.2903 | 0.97602 | 31 | 31 | TRUE | 8.8803 | 0.031485
2021-02-01 | 307.7188 | 4.1951 | 28 | 28 | TRUE | 10.99 | 0.14983
2021-03-01 | 85.9923 | 23.7118 | 31 | 31 | TRUE | 2.7739 | 0.7649
2021-04-01 | 34.7438 | 74.0208 | 30 | 30 | TRUE | 1.1581 | 2.4674
2021-05-01 | 2.4058 | 148.9954 | 31 | 31 | TRUE | 0.077607 | 4.8063
2021-06-01 | 0 | 262.9961 | 30 | 30 | TRUE | 0 | 8.7665
2021-07-01 | 0 | 304.4134 | 31 | 31 | TRUE | 0 | 9.8198
2021-08-01 | 0 | 333.2499 | 31 | 31 | TRUE | 0 | 10.75
2021-09-01 | 0.0034001 | 271.747 | 30 | 30 | TRUE | 0.00011334 | 9.0582
2021-10-01 | 10.7193 | 135.783 | 31 | 31 | TRUE | 0.34578 | 4.3801
2021-11-01 | 115.8566 | 10.1545 | 30 | 30 | TRUE | 3.8619 | 0.33848
2021-12-01 | 90.6598 | 36.1643 | 31 | 31 | TRUE | 2.9245 | 1.1666
2022-01-01 | 304.653 | 2.4325 | 31 | 31 | TRUE | 9.8275 | 0.078469
2022-02-01 | 271.1325 | 3.746 | 28 | 28 | TRUE | 9.6833 | 0.13379
2022-03-01 | 113.6804 | 20.0124 | 31 | 31 | TRUE | 3.6671 | 0.64556
2022-04-01 | 11.5575 | 121.4242 | 30 | 30 | TRUE | 0.38525 | 4.0475
2022-05-01 | 0 | 266.8551 | 31 | 31 | TRUE | 0 | 8.6082
2022-06-01 | 0 | 382.0973 | 30 | 30 | TRUE | 0 | 12.7366
2022-07-01 | 0 | 461.3672 | 31 | 31 | TRUE | 0 | 14.8828
2022-08-01 | 0 | 372.3895 | 31 | 31 | TRUE | 0 | 12.0126
2022-09-01 | 0 | 263.592 | 30 | 30 | TRUE | 0 | 8.7864
2022-10-01 | 21.0045 | 116.9413 | 31 | 31 | TRUE | 0.67757 | 3.7723
2022-11-01 | 170.0822 | 31.2153 | 30 | 30 | TRUE | 5.6694 | 1.0405
2022-12-01 | 243.088 | 13.9073 | 31 | 31 | TRUE | 7.8415 | 0.44862
2023-01-01 | 217.5225 | 3.6915 | 31 | 31 | TRUE | 7.0169 | 0.11908
2023-02-01 | 184.4276 | 14.6538 | 28 | 28 | TRUE | 6.5867 | 0.52335
2023-03-01 | 85.2216 | 48.2523 | 31 | 31 | TRUE | 2.7491 | 1.5565
2023-04-01 | 29.1048 | 55.3766 | 30 | 30 | TRUE | 0.97016 | 1.8459
2023-05-01 | 0.27246 | 179.2225 | 31 | 31 | TRUE | 0.0087889 | 5.7814
2023-06-01 | 0 | 339.3613 | 30 | 30 | TRUE | 0 | 11.312
2023-07-01 | 0 | 446.8838 | 31 | 31 | TRUE | 0 | 14.4156
2023-08-01 | 0 | 490.435 | 31 | 31 | TRUE | 0 | 15.8205
2023-09-01 | 0 | 352.1833 | 30 | 30 | TRUE | 0 | 11.7394
2023-10-01 | 32.5343 | 135.0088 | 31 | 31 | TRUE | 1.0495 | 4.3551
2023-11-01 | 125.0072 | 17.8981 | 30 | 30 | TRUE | 4.1669 | 0.5966
2023-12-01 | 210.4285 | 1.8913 | 31 | 31 | TRUE | 6.788 | 0.061008
2024-01-01 | 340.694 | 0 | 31 | 31 | TRUE | 10.9901 | 0
2024-02-01 | 137.7396 | 7.0873 | 29 | 29 | TRUE | 4.7496 | 0.24439
2024-03-01 | 67.128 | 30.4769 | 31 | 31 | TRUE | 2.1654 | 0.98313
2024-04-01 | 14.4452 | 100.6705 | 30 | 30 | TRUE | 0.48151 | 3.3557
2024-05-01 | 0 | 232.5611 | 31 | 31 | TRUE | 0 | 7.502
2024-06-01 | 0 | 314.8233 | 30 | 30 | TRUE | 0 | 10.4941
2024-07-01 | 0 | 340.7659 | 31 | 31 | TRUE | 0 | 10.9924
2024-08-01 | 0 | 407.0561 | 31 | 31 | TRUE | 0 | 13.1308
2024-09-01 | 0 | 274.7165 | 30 | 30 | TRUE | 0 | 9.1572
2024-10-01 | 3.1289 | 204.6574 | 31 | 31 | TRUE | 0.10093 | 6.6019
2024-11-01 | 72.1538 | 52.0669 | 30 | 30 | TRUE | 2.4051 | 1.7356
2024-12-01 | 165.9476 | 8.3618 | 31 | 31 | TRUE | 5.3531 | 0.26974
2025-01-01 | 353.1041 | 0 | 31 | 31 | TRUE | 11.3905 | 0
2025-02-01 | 196.0176 | 10.8242 | 28 | 28 | TRUE | 7.0006 | 0.38658
2025-03-01 | 52.9315 | 46.312 | 31 | 31 | TRUE | 1.7075 | 1.4939
2025-04-01 | 19.7682 | 132.0064 | 30 | 30 | TRUE | 0.65894 | 4.4002
2025-05-01 | 0.67983 | 206.7667 | 31 | 31 | TRUE | 0.02193 | 6.6699
2025-06-01 | 0 | 301.1218 | 30 | 30 | TRUE | 0 | 10.0374
2025-07-01 | 0 | 338.1324 | 31 | 31 | TRUE | 0 | 10.9075
2025-08-01 | 0 | 379.1949 | 31 | 31 | TRUE | 0 | 12.2321
2025-09-01 | 0 | 282.4928 | 30 | 30 | TRUE | 0 | 9.4164
2025-10-01 | 10.9218 | 194.1389 | 31 | 31 | TRUE | 0.35232 | 6.2625
2025-11-01 | 67.9213 | 52.535 | 30 | 30 | TRUE | 2.264 | 1.7512
2025-12-01 | 195.0711 | 15.4619 | 31 | 31 | TRUE | 6.2926 | 0.49877
2026-01-01 | 279.4956 | 7.1691 | 31 | 31 | TRUE | 9.016 | 0.23126
2026-02-01 | 98.6487 | 15.9302 | 28 | 28 | TRUE | 3.5232 | 0.56894
2026-03-01 | 36.7491 | 90.1091 | 31 | 31 | TRUE | 1.1855 | 2.9067
2026-04-01 | 12.9158 | 129.4251 | 30 | 30 | TRUE | 0.43053 | 4.3142
2026-05-01 | 3.1411 | 184.7536 | 31 | 31 | TRUE | 0.10132 | 5.9598
2026-06-01 | 0 | 311.1226 | 30 | 30 | TRUE | 0 | 10.3708
2026-07-01 | 0 | 381.0857 | 31 | 31 | TRUE | 0 | 12.2931
2026-08-01 | 0 | 436.7858 | 31 | 31 | TRUE | 0 | 14.0899
2026-09-01 | 0 | 349.706 | 30 | 30 | TRUE | 0 | 11.6569
2026-10-01 | 0 | 15.8899 | 2 | 31 | FALSE | 0 | 7.9449

## Texas population
Year | Population_m | Source
1990 | 21.9791 | IMF WEO US population x Texas 2020 share (8.8%); FRED/Census unreachable
1991 | 22.2732 | IMF WEO US population x Texas 2020 share (8.8%); FRED/Census unreachable
1992 | 22.5707 | IMF WEO US population x Texas 2020 share (8.8%); FRED/Census unreachable
1993 | 22.8668 | IMF WEO US population x Texas 2020 share (8.8%); FRED/Census unreachable
1994 | 23.1463 | IMF WEO US population x Texas 2020 share (8.8%); FRED/Census unreachable
1995 | 23.4217 | IMF WEO US population x Texas 2020 share (8.8%); FRED/Census unreachable
1996 | 23.6962 | IMF WEO US population x Texas 2020 share (8.8%); FRED/Census unreachable
1997 | 23.9811 | IMF WEO US population x Texas 2020 share (8.8%); FRED/Census unreachable
1998 | 24.2623 | IMF WEO US population x Texas 2020 share (8.8%); FRED/Census unreachable
1999 | 24.5412 | IMF WEO US population x Texas 2020 share (8.8%); FRED/Census unreachable
2000 | 24.8138 | IMF WEO US population x Texas 2020 share (8.8%); FRED/Census unreachable
2001 | 25.0705 | IMF WEO US population x Texas 2020 share (8.8%); FRED/Census unreachable
2002 | 25.3169 | IMF WEO US population x Texas 2020 share (8.8%); FRED/Census unreachable
2003 | 25.5554 | IMF WEO US population x Texas 2020 share (8.8%); FRED/Census unreachable
2004 | 25.7889 | IMF WEO US population x Texas 2020 share (8.8%); FRED/Census unreachable
2005 | 26.0285 | IMF WEO US population x Texas 2020 share (8.8%); FRED/Census unreachable
2006 | 26.2759 | IMF WEO US population x Texas 2020 share (8.8%); FRED/Census unreachable
2007 | 26.5373 | IMF WEO US population x Texas 2020 share (8.8%); FRED/Census unreachable
2008 | 26.7847 | IMF WEO US population x Texas 2020 share (8.8%); FRED/Census unreachable
2009 | 27.0182 | IMF WEO US population x Texas 2020 share (8.8%); FRED/Census unreachable
2010 | 27.2259 | IMF WEO US population x Texas 2020 share (8.8%); FRED/Census unreachable
2011 | 27.4199 | IMF WEO US population x Texas 2020 share (8.8%); FRED/Census unreachable
2012 | 27.6153 | IMF WEO US population x Texas 2020 share (8.8%); FRED/Census unreachable
2013 | 27.8055 | IMF WEO US population x Texas 2020 share (8.8%); FRED/Census unreachable
2014 | 28.0066 | IMF WEO US population x Texas 2020 share (8.8%); FRED/Census unreachable
2015 | 28.2094 | IMF WEO US population x Texas 2020 share (8.8%); FRED/Census unreachable
2016 | 28.4111 | IMF WEO US population x Texas 2020 share (8.8%); FRED/Census unreachable
2017 | 28.5921 | IMF WEO US population x Texas 2020 share (8.8%); FRED/Census unreachable
2018 | 28.7453 | IMF WEO US population x Texas 2020 share (8.8%); FRED/Census unreachable
2019 | 28.8793 | IMF WEO US population x Texas 2020 share (8.8%); FRED/Census unreachable
2020 | 29.1219 | IMF WEO US population x Texas 2020 share (8.8%); FRED/Census unreachable
2021 | 29.2225 | IMF WEO US population x Texas 2020 share (8.8%); FRED/Census unreachable
2022 | 29.3808 | IMF WEO US population x Texas 2020 share (8.8%); FRED/Census unreachable
2023 | 29.619 | IMF WEO US population x Texas 2020 share (8.8%); FRED/Census unreachable
2024 | 29.885 | IMF WEO US population x Texas 2020 share (8.8%); FRED/Census unreachable
2025 | 30.0521 | IMF WEO US population x Texas 2020 share (8.8%); FRED/Census unreachable
2026 | 30.1446 | IMF WEO US population x Texas 2020 share (8.8%); FRED/Census unreachable
2027 | 30.222 | IMF WEO US population x Texas 2020 share (8.8%); FRED/Census unreachable
2028 | 30.3033 | IMF WEO US population x Texas 2020 share (8.8%); FRED/Census unreachable
2029 | 30.3895 | IMF WEO US population x Texas 2020 share (8.8%); FRED/Census unreachable
2030 | 30.4795 | IMF WEO US population x Texas 2020 share (8.8%); FRED/Census unreachable
2031 | 30.5665 | IMF WEO US population x Texas 2020 share (8.8%); FRED/Census unreachable

## Texas T2M daily
date | Houston | Dallas-Fort Worth | San Antonio | Austin | El Paso
2015-01-01 | 5.63 | 1.08 | 3.35 | 2.56 | 0.85
2015-01-02 | 9.21 | 2.71 | 4.57 | 4.7 | 0.88
2015-01-03 | 9.58 | 4.82 | 7.71 | 7.05 | 1.03
2015-01-04 | 5.3 | -1.02 | 5.64 | 3.74 | 2.91
2015-01-05 | 3.42 | -0.58 | 3.16 | 1.47 | 4.54
2015-01-06 | 8.2 | 3.79 | 9.06 | 8.35 | 7.33
2015-01-07 | 8.2 | -0.91 | 6.59 | 4.92 | 4.33
2015-01-08 | 1.49 | -2.96 | 0.73 | -1.16 | 0.11
2015-01-09 | 2.59 | -0.57 | 2.47 | 1.73 | 1.61
2015-01-10 | 2.95 | 0.15 | 0.89 | 0.78 | 2.84
2015-01-11 | 5.61 | 2.03 | 5.03 | 3.47 | 6.84
2015-01-12 | 6.95 | 3.37 | 6.16 | 4.58 | 7
2015-01-13 | 6.4 | 1.17 | 4.06 | 3.33 | 1.94
2015-01-14 | 5.19 | 1.86 | 4.28 | 3.68 | 2.54
2015-01-15 | 5.76 | 5.04 | 6.75 | 6.34 | 4.32
2015-01-16 | 7.78 | 6.63 | 9.3 | 9.11 | 5.49
2015-01-17 | 9.12 | 8.7 | 10.34 | 10.19 | 6.28
2015-01-18 | 10.32 | 8.77 | 10.87 | 10.65 | 8.77
2015-01-19 | 10.83 | 10.25 | 11.29 | 11.09 | 10.52
2015-01-20 | 13.94 | 11.99 | 14.73 | 13.12 | 10.33
2015-01-21 | 14.26 | 9.16 | 12.62 | 12 | 7.65
2015-01-22 | 9.87 | 4.72 | 7.78 | 6.81 | 1.04
2015-01-23 | 5.07 | 4.85 | 5.19 | 4.25 | 0.58
2015-01-24 | 6.26 | 5.4 | 6.65 | 7.04 | 4
2015-01-25 | 9.39 | 8.29 | 10.41 | 10.43 | 6
2015-01-26 | 10 | 9.39 | 12.34 | 12.25 | 8.25
2015-01-27 | 14.62 | 13.93 | 14.74 | 14.51 | 12.32
2015-01-28 | 14.31 | 14.77 | 14.96 | 15.08 | 14.24
2015-01-29 | 16.17 | 12.38 | 15.09 | 15.05 | 11.33
2015-01-30 | 10.78 | 7.9 | 10.84 | 9.8 | 4.99
2015-01-31 | 11.36 | 8.47 | 12.29 | 10.79 | 7.86
2015-02-01 | 16.4 | 9.42 | 15.22 | 14.76 | 7.61
2015-02-02 | 4.41 | -0.17 | 6.2 | 3.74 | 7.55
2015-02-03 | 5.23 | 4.89 | 5.46 | 4.52 | 10.01
2015-02-04 | 10.74 | 7.3 | 7.67 | 9.26 | 10.71
2015-02-05 | 7.66 | 1.02 | 7.15 | 5.38 | 9.33
2015-02-06 | 8.35 | 4.95 | 7.57 | 6.62 | 13.06
2015-02-07 | 11.87 | 10.53 | 11.14 | 11.31 | 12.96
2015-02-08 | 16.72 | 13.5 | 14.84 | 15.25 | 13.38
2015-02-09 | 16.2 | 13.88 | 17.39 | 16.39 | 15.76
2015-02-10 | 13.91 | 13.02 | 16.49 | 15.6 | 14.97
2015-02-11 | 14.76 | 12.72 | 14.78 | 14.75 | 9.11
2015-02-12 | 11.77 | 6.27 | 11.43 | 9.66 | 6.19
2015-02-13 | 10.65 | 8.91 | 12.07 | 11.18 | 8.83
2015-02-14 | 14.54 | 13.64 | 15.21 | 15.5 | 11.86
2015-02-15 | 15.87 | 14.66 | 16.83 | 16.34 | 14.53
2015-02-16 | 10.44 | 2.31 | 10.72 | 7.84 | 12.16
2015-02-17 | 4.33 | 3.04 | 6.59 | 4.64 | 6.95
2015-02-18 | 8.11 | 5.39 | 8.52 | 8.4 | 10.66
2015-02-19 | 9.99 | 5.91 | 11.69 | 10.6 | 12.26
2015-02-20 | 16.79 | 14.35 | 16.72 | 16.83 | 13.22
2015-02-21 | 19.59 | 11.98 | 18.87 | 18.17 | 14.27
2015-02-22 | 16.25 | 3.77 | 13.58 | 9.07 | 12.62
2015-02-23 | 4.7 | -2.29 | 2.81 | 1.18 | 0.91
2015-02-24 | 3.8 | -0.96 | 3.7 | 2.28 | 6.15
2015-02-25 | 4.89 | 1.56 | 9.3 | 5.99 | 7.46
2015-02-26 | 5.07 | -0.51 | 7.37 | 4.47 | 5.54
2015-02-27 | 4.46 | -3.06 | 1.97 | 1.84 | 1.38
2015-02-28 | 7.48 | -1.06 | 3.06 | 2.03 | 6.44
2015-03-01 | 13.6 | 2.02 | 8.03 | 4.56 | 12.13
2015-03-02 | 11.82 | 4.38 | 8.42 | 6.48 | 11.17
2015-03-03 | 18.02 | 9.51 | 13.73 | 12.74 | 11.41
2015-03-04 | 18.86 | 4.84 | 15.09 | 13.72 | 8.44
2015-03-05 | 3.85 | -0.17 | 3.7 | 1.86 | 2.82
2015-03-06 | 4.72 | 3.34 | 5.04 | 3.36 | 6.59
2015-03-07 | 8.43 | 7.09 | 10.81 | 8.67 | 9.35
2015-03-08 | 10.05 | 8.41 | 11.71 | 10.5 | 13.14
2015-03-09 | 14.19 | 8.67 | 13.48 | 10.64 | 12.52
2015-03-10 | 11.9 | 11.53 | 13.78 | 12.44 | 12.92
2015-03-11 | 12.77 | 12.76 | 12.53 | 12.5 | 13.11
2015-03-12 | 14.69 | 14.59 | 14.75 | 14.81 | 13.13
2015-03-13 | 15.75 | 13.04 | 17.05 | 16.6 | 14.01
2015-03-14 | 16.38 | 13.37 | 17.07 | 16.47 | 12.51
2015-03-15 | 15.75 | 14.52 | 14.78 | 14.95 | 11.56
2015-03-16 | 18.57 | 17 | 17.73 | 17.97 | 14.18
2015-03-17 | 19.68 | 19.53 | 18.22 | 19.22 | 13.1
2015-03-18 | 19.95 | 15.55 | 19.3 | 20.01 | 11.88
2015-03-19 | 20.52 | 17.22 | 20.98 | 21.03 | 12.85
2015-03-20 | 21.21 | 13.46 | 18.69 | 18.46 | 13.31
2015-03-21 | 19.15 | 13.73 | 16.01 | 14.89 | 11.83
2015-03-22 | 17.77 | 15.2 | 18.34 | 16.44 | 14.99
2015-03-23 | 17.66 | 16.39 | 18.71 | 17.86 | 16.74
2015-03-24 | 18.26 | 19.49 | 19.74 | 19.43 | 16.65
2015-03-25 | 18.73 | 20.12 | 20.25 | 19.91 | 15.32
2015-03-26 | 15.78 | 12.61 | 15.49 | 14.75 | 11.62
2015-03-27 | 14.63 | 12.07 | 15.61 | 15.84 | 15.41
2015-03-28 | 17.03 | 15.81 | 17.01 | 17.58 | 18.45
2015-03-29 | 19.14 | 18.52 | 18.29 | 18.93 | 19.46
2015-03-30 | 20.93 | 19.87 | 20.49 | 20.69 | 18.9
2015-03-31 | 20.9 | 21.18 | 19.76 | 21.1 | 17.41
2015-04-01 | 21.22 | 21.08 | 21.3 | 22.11 | 18.18
2015-04-02 | 22.55 | 23.28 | 23.05 | 23.27 | 18.42
2015-04-03 | 23.49 | 18.92 | 22.77 | 22.19 | 17.86
2015-04-04 | 16.74 | 13.33 | 15.94 | 15.98 | 14.17
2015-04-05 | 18.26 | 13.64 | 17.79 | 17.32 | 18.99
2015-04-06 | 21.97 | 20.49 | 22.22 | 22.3 | 18.89
2015-04-07 | 22.72 | 22.96 | 23.62 | 23.57 | 19.32
2015-04-08 | 23.13 | 21.97 | 22.46 | 22.65 | 19.77
2015-04-09 | 23.95 | 22.37 | 24.55 | 24.44 | 15.44
2015-04-10 | 20.35 | 15.32 | 18.96 | 18.95 | 18.64
2015-04-11 | 19.06 | 16.8 | 19.46 | 18.94 | 19.3
2015-04-12 | 21.84 | 20.72 | 20.92 | 21.33 | 14.63
2015-04-13 | 23.49 | 19.72 | 22.89 | 22.83 | 12.33
2015-04-14 | 21.19 | 14.58 | 19.51 | 19.06 | 13.1
2015-04-15 | 20.49 | 16.45 | 20.15 | 19.46 | 17.35
2015-04-16 | 21.5 | 18.64 | 22.01 | 21.92 | 15.26
2015-04-17 | 22.64 | 20.21 | 21.78 | 21.71 | 12.11
2015-04-18 | 22.41 | 20.6 | 21.65 | 20.73 | 14.91
2015-04-19 | 22.24 | 18.18 | 22.13 | 21.79 | 17
2015-04-20 | 16.49 | 14.32 | 15.76 | 15.91 | 17.58
2015-04-21 | 19 | 16.31 | 18.54 | 19.08 | 19.42
2015-04-22 | 21.63 | 20.06 | 20.61 | 20.67 | 17.97
2015-04-23 | 24.01 | 20.7 | 23.57 | 22.75 | 17.85
2015-04-24 | 24.21 | 20.77 | 23.79 | 23.72 | 15.92
2015-04-25 | 24.85 | 20.85 | 24.1 | 24.89 | 16.78
2015-04-26 | 23.03 | 21.28 | 23.72 | 22.43 | 13.42
2015-04-27 | 23.64 | 18.03 | 22.08 | 22.34 | 13.32
2015-04-28 | 17.42 | 12.48 | 15.15 | 15.47 | 13.44
2015-04-29 | 16.05 | 16.06 | 16.37 | 16.37 | 15.02
2015-04-30 | 19.22 | 19.24 | 18.06 | 19.34 | 18.84
2015-05-01 | 20.55 | 20.6 | 18.71 | 20.13 | 22.1
2015-05-02 | 20.1 | 20.36 | 19.15 | 20.69 | 22.52
2015-05-03 | 20.54 | 20.55 | 20.72 | 21.2 | 23
2015-05-04 | 21.55 | 21.2 | 21.88 | 22.16 | 21.29
2015-05-05 | 22.89 | 21.41 | 22.3 | 22.6 | 18.63
2015-05-06 | 24.06 | 23.02 | 24.05 | 24.35 | 20.08
2015-05-07 | 24.78 | 23.25 | 25.19 | 24.74 | 19.69
2015-05-08 | 25.4 | 24.48 | 25.13 | 24.75 | 20.1
2015-05-09 | 25.76 | 24.14 | 26.28 | 25.65 | 16.17
2015-05-10 | 25.54 | 23.6 | 25.28 | 25.01 | 16.21
2015-05-11 | 24.41 | 18.41 | 23.34 | 22.31 | 19.35
2015-05-12 | 23.11 | 18.1 | 20.64 | 19.57 | 17.13
2015-05-13 | 22.9 | 19.27 | 21.42 | 21.05 | 17.64
2015-05-14 | 24.93 | 22.52 | 24.01 | 23.96 | 20.33
2015-05-15 | 24.01 | 22.27 | 23.12 | 22.83 | 19.53
2015-05-16 | 25.44 | 23.85 | 24.74 | 24.27 | 17
2015-05-17 | 25.25 | 23.71 | 25.04 | 24.34 | 17.55
2015-05-18 | 24.52 | 24.4 | 25.31 | 24.67 | 22.37
2015-05-19 | 25 | 23.52 | 24.78 | 24.76 | 20.84
2015-05-20 | 26.01 | 23.12 | 25.25 | 25.47 | 21.62
2015-05-21 | 24.24 | 16.44 | 22.04 | 20.51 | 19.79
2015-05-22 | 22.86 | 19.01 | 22.39 | 21.75 | 20.13
2015-05-23 | 24.63 | 22.32 | 23.91 | 23.76 | 19.22
2015-05-24 | 23.92 | 22.3 | 24.28 | 23.87 | 18.78
2015-05-25 | 24.72 | 21.5 | 24.88 | 24.44 | 20.06
2015-05-26 | 25.14 | 22.41 | 25.58 | 24.99 | 22.09
2015-05-27 | 24.51 | 24.46 | 25.33 | 24.94 | 24.87
2015-05-28 | 25.47 | 24.32 | 24.97 | 24.51 | 25.55
2015-05-29 | 25.18 | 23.6 | 24.85 | 24.77 | 25.27
2015-05-30 | 25.42 | 21.28 | 24.04 | 24.32 | 24.35
2015-05-31 | 23.78 | 20.16 | 22.93 | 22.92 | 24.11
2015-06-01 | 24.21 | 21.38 | 23.76 | 24.03 | 26.5
2015-06-02 | 25.8 | 23.56 | 24.16 | 24.88 | 27.76
2015-06-03 | 25.48 | 24.78 | 24.39 | 24.61 | 27.12
2015-06-04 | 25.71 | 25.52 | 24.91 | 24.74 | 28
2015-06-05 | 26.26 | 26.27 | 24.99 | 25.34 | 28.23
2015-06-06 | 26.72 | 26.86 | 24.89 | 25.6 | 27.21
2015-06-07 | 26.47 | 26.41 | 25.03 | 25.55 | 26.08
2015-06-08 | 26.56 | 27.41 | 25.77 | 26.32 | 27.36
2015-06-09 | 26.95 | 28.84 | 26.25 | 26.81 | 26.32
2015-06-10 | 27.21 | 28.01 | 25.84 | 26.77 | 29.08
2015-06-11 | 27.14 | 27.03 | 26.4 | 26.84 | 28.58
2015-06-12 | 27.51 | 27.13 | 26.83 | 27.21 | 28.27
2015-06-13 | 26.27 | 26.58 | 26.8 | 26.74 | 27.75
2015-06-14 | 26.64 | 25.85 | 26.21 | 25.69 | 27.14
2015-06-15 | 26.63 | 26.11 | 26.53 | 26.2 | 27.8
2015-06-16 | 25.44 | 25.13 | 24.89 | 24.9 | 26.2
2015-06-17 | 25.93 | 24.2 | 26.41 | 26.64 | 28.08
2015-06-18 | 26.23 | 26.56 | 25.37 | 24.46 | 30.02
2015-06-19 | 26.38 | 26.72 | 25.19 | 25.45 | 29.38
2015-06-20 | 26.25 | 25.43 | 25.15 | 25.51 | 30.54
2015-06-21 | 26.22 | 25.53 | 25.29 | 25.99 | 31.4
2015-06-22 | 26.17 | 26.77 | 24.97 | 25.68 | 30.66
2015-06-23 | 26.59 | 26.95 | 24.91 | 26.06 | 26.73
2015-06-24 | 27.11 | 27.35 | 25.72 | 26.7 | 26.14
2015-06-25 | 27.35 | 27.12 | 26.11 | 27.05 | 27.17
2015-06-26 | 27.36 | 27.62 | 26.62 | 26.81 | 28.32
2015-06-27 | 26.91 | 26.1 | 26.2 | 26.39 | 25.39
2015-06-28 | 26.38 | 26.02 | 26.49 | 27 | 27.09
2015-06-29 | 26.49 | 27.63 | 26.17 | 26.94 | 28.07
2015-06-30 | 26.3 | 27.54 | 25.64 | 26.04 | 28.18
2015-07-01 | 25.68 | 27.02 | 25.19 | 26.16 | 28.73
2015-07-02 | 26.78 | 26.63 | 25.52 | 26.23 | 31.1
2015-07-03 | 27.33 | 26.99 | 26.75 | 27.31 | 28.32
2015-07-04 | 26.81 | 27.51 | 26.97 | 26.99 | 28.32
2015-07-05 | 27.12 | 27.51 | 27.22 | 27.3 | 27.62
2015-07-06 | 27.19 | 27.33 | 27.54 | 27.69 | 28.14
2015-07-07 | 27.42 | 26.77 | 27.11 | 27.16 | 26.89
2015-07-08 | 27.41 | 25.86 | 27.48 | 27.56 | 26.14
2015-07-09 | 27.26 | 26.94 | 27.52 | 27.46 | 25.89
2015-07-10 | 27.51 | 26.57 | 27.83 | 27.06 | 24.69
2015-07-11 | 27.77 | 27 | 27.75 | 27.5 | 26.64
2015-07-12 | 27.92 | 27.99 | 28.63 | 28.52 | 28.99
2015-07-13 | 27.77 | 29.01 | 28.97 | 29.07 | 29.49
2015-07-14 | 27.46 | 29.07 | 28.76 | 28.78 | 27.81
2015-07-15 | 27.6 | 28.07 | 28.75 | 28.73 | 27.66
2015-07-16 | 28.08 | 28.17 | 28.98 | 28.87 | 27.34
2015-07-17 | 28.26 | 28.86 | 29.55 | 29.81 | 28.85
2015-07-18 | 28.43 | 29.64 | 29.66 | 30.06 | 29.7
2015-07-19 | 28.23 | 29.42 | 29.95 | 29.86 | 28.51
2015-07-20 | 28.14 | 29.92 | 29.9 | 30.12 | 28.72
2015-07-21 | 28.37 | 29.1 | 29.92 | 30.23 | 28.02
2015-07-22 | 28.34 | 29.41 | 30.17 | 30.55 | 26.34
2015-07-23 | 28.29 | 30.49 | 29.93 | 30.39 | 28.19
2015-07-24 | 28.47 | 30.2 | 30.21 | 30.12 | 29.75
2015-07-25 | 28.82 | 29.88 | 30.75 | 30.29 | 31.35
2015-07-26 | 29.13 | 29.86 | 31.13 | 30.5 | 30.28
2015-07-27 | 29.33 | 30.43 | 31.1 | 30.66 | 30.51
2015-07-28 | 29.43 | 30.34 | 31.04 | 30.91 | 28.12
2015-07-29 | 30 | 30.49 | 31.39 | 31.01 | 26.59
2015-07-30 | 30.29 | 31.3 | 31.87 | 32.19 | 26.42
2015-07-31 | 29.95 | 29.98 | 32.21 | 32.59 | 28.52
2015-08-01 | 28.77 | 29.29 | 31.75 | 30.22 | 28.97
2015-08-02 | 29.38 | 30.25 | 31.19 | 30.53 | 28.31
2015-08-03 | 29.58 | 31.05 | 31.26 | 30.91 | 27.16
2015-08-04 | 30 | 30.91 | 31.64 | 31.63 | 28.38
2015-08-05 | 30.67 | 32.49 | 31.74 | 32.41 | 31.84
2015-08-06 | 30.92 | 33.06 | 31.91 | 32.63 | 31.84
2015-08-07 | 31.04 | 33.05 | 31.75 | 32.5 | 30.97
2015-08-08 | 31.04 | 32.76 | 31.93 | 32.55 | 29.05
2015-08-09 | 30.69 | 33.05 | 31.8 | 32.28 | 29.01
2015-08-10 | 31.56 | 33.59 | 32.3 | 32.68 | 28.5
2015-08-11 | 31.19 | 32.58 | 32.87 | 33.76 | 28.54
2015-08-12 | 31.17 | 30.54 | 33.27 | 33.67 | 29.21
2015-08-13 | 31.81 | 30.37 | 33.72 | 33.51 | 30.65
2015-08-14 | 31.03 | 29.92 | 32.98 | 32.61 | 30.87
2015-08-15 | 29.89 | 29.26 | 30.78 | 31.87 | 28.91
2015-08-16 | 28.07 | 30.4 | 31.19 | 31.09 | 27.79
2015-08-17 | 28.08 | 31.31 | 30.14 | 30.78 | 28.41
2015-08-18 | 29.21 | 32.35 | 30.8 | 31.27 | 30.86
2015-08-19 | 28.38 | 26.68 | 29.95 | 30.79 | 29.25
2015-08-20 | 26.75 | 23.5 | 27.07 | 27.46 | 27.69
2015-08-21 | 25.99 | 27.03 | 27.93 | 27.57 | 29.36
2015-08-22 | 27.68 | 29.31 | 29.94 | 30.1 | 28.03
2015-08-23 | 28 | 30.38 | 29.02 | 30.64 | 25.65
2015-08-24 | 29.53 | 30.3 | 30.33 | 31.08 | 24.96
2015-08-25 | 28.86 | 29.03 | 30.93 | 31.42 | 27.36
2015-08-26 | 26.94 | 28.72 | 30.12 | 29.12 | 28.28
2015-08-27 | 26.59 | 28.4 | 29.56 | 29.23 | 27.65
2015-08-28 | 26.84 | 28.13 | 28.84 | 29.26 | 28.83
2015-08-29 | 26.81 | 28.76 | 28.53 | 29.09 | 26.54
2015-08-30 | 26.08 | 28.47 | 28.77 | 27.78 | 25.97
2015-08-31 | 26.32 | 29.58 | 28.74 | 27.92 | 27.21
2015-09-01 | 24.83 | 29.63 | 28.79 | 28.37 | 29
2015-09-02 | 25.5 | 29.43 | 29.26 | 28.42 | 28.32
2015-09-03 | 27.23 | 29.95 | 29.9 | 29.6 | 25.42
2015-09-04 | 28.27 | 30.57 | 30.39 | 30.52 | 26.12
2015-09-05 | 28.42 | 31.12 | 31.29 | 31.04 | 26.4
2015-09-06 | 29.04 | 31.62 | 31.29 | 31.7 | 26.92
2015-09-07 | 29.1 | 32.91 | 31.67 | 31.97 | 28.41
2015-09-08 | 28.82 | 32.21 | 31.04 | 31.66 | 28.43
2015-09-09 | 27.83 | 25.73 | 30.36 | 28.79 | 25.7
2015-09-10 | 26.83 | 27.21 | 27.42 | 26.36 | 24.69
2015-09-11 | 25.23 | 26.89 | 25.67 | 25.62 | 26.15
2015-09-12 | 24.32 | 23.3 | 26.23 | 25.12 | 25.32
2015-09-13 | 20.87 | 24.89 | 24.99 | 24.84 | 26.34
2015-09-14 | 22.67 | 25.31 | 24.36 | 24.37 | 26.1
2015-09-15 | 26.84 | 25.66 | 27.3 | 27.56 | 26.87
2015-09-16 | 26.94 | 28.59 | 27.71 | 28.25 | 27.66
2015-09-17 | 27.03 | 28.86 | 28.43 | 28.63 | 27.98
2015-09-18 | 26.64 | 29.44 | 29.2 | 29.05 | 28.71
2015-09-19 | 26.28 | 26.82 | 28.59 | 28.64 | 21.89
2015-09-20 | 26.44 | 25.08 | 28.15 | 28.22 | 22.27
2015-09-21 | 27.1 | 26.99 | 28.29 | 29.35 | 22.47
2015-09-22 | 27.3 | 28.47 | 28.18 | 29.27 | 24.3
2015-09-23 | 25.71 | 27.08 | 27.39 | 28.07 | 25.55
2015-09-24 | 26.23 | 26.91 | 27 | 28.2 | 24.51
2015-09-25 | 27.29 | 27.23 | 27.45 | 27.39 | 22.43
2015-09-26 | 26.05 | 26.17 | 26.95 | 27.84 | 22.92
2015-09-27 | 22.85 | 25.75 | 26.51 | 26.22 | 24.51
2015-09-28 | 22.76 | 26.44 | 26.76 | 24.72 | 25.73
2015-09-29 | 25.8 | 27.03 | 27.22 | 27.41 | 25.43
2015-09-30 | 26.27 | 26.78 | 28.45 | 28.03 | 24.56
2015-10-01 | 24.73 | 23.58 | 28.48 | 27.19 | 25.4
2015-10-02 | 21.07 | 20.62 | 26.06 | 24.24 | 25.89
2015-10-03 | 19.96 | 19.76 | 24.05 | 22.52 | 23.56
2015-10-04 | 20.65 | 20.57 | 24.8 | 23.32 | 18.11
2015-10-05 | 21.79 | 21.4 | 25.11 | 23.9 | 17.81
2015-10-06 | 24.69 | 21.73 | 25.52 | 24.64 | 19.05
2015-10-07 | 25.87 | 24.29 | 25.87 | 25.67 | 18.52
2015-10-08 | 25.48 | 26.06 | 24.37 | 25.65 | 17.75
2015-10-09 | 26.02 | 25.83 | 24.71 | 25.75 | 18.51
2015-10-10 | 24.26 | 22.04 | 26.22 | 25 | 20.39
2015-10-11 | 24.31 | 26.64 | 26.76 | 27.36 | 23.18
2015-10-12 | 26.92 | 27.7 | 28.27 | 29.13 | 22.93
2015-10-13 | 26.49 | 24.48 | 27.39 | 26.72 | 23.28
2015-10-14 | 23.78 | 25.86 | 25.67 | 26.3 | 24.12
2015-10-15 | 24.05 | 26.33 | 24.8 | 25.03 | 23.6
2015-10-16 | 24.36 | 22.87 | 24.28 | 24.31 | 19.43
2015-10-17 | 21.39 | 19.69 | 24.24 | 23.12 | 17.83
2015-10-18 | 18.83 | 19.3 | 22.2 | 20.96 | 19.33
2015-10-19 | 18.74 | 20.36 | 21.96 | 21.25 | 21.8
2015-10-20 | 22.71 | 21.58 | 22.88 | 22.32 | 20.99
2015-10-21 | 24.52 | 24.31 | 24.93 | 24.43 | 17.72
2015-10-22 | 24.64 | 22.6 | 25.87 | 25.28 | 16.14
2015-10-23 | 25.18 | 23.49 | 25.17 | 24.91 | 16.25
2015-10-24 | 22.99 | 17.66 | 19.89 | 20.57 | 14.91
2015-10-25 | 17.96 | 15.07 | 16.69 | 15.92 | 13.92
2015-10-26 | 17.72 | 15.74 | 17.42 | 17.6 | 15.71
2015-10-27 | 18.91 | 17.58 | 18.82 | 18.77 | 17.59
2015-10-28 | 19.35 | 16.66 | 18.41 | 18.76 | 15.37
2015-10-29 | 19.31 | 17.53 | 19.21 | 18.77 | 15.45
2015-10-30 | 22.04 | 17.59 | 23.05 | 21.83 | 11.8
2015-10-31 | 23.26 | 17.9 | 21.1 | 21.11 | 12.22
2015-11-01 | 18.14 | 15.17 | 17.33 | 17.24 | 14.24
2015-11-02 | 18.56 | 16.92 | 17.72 | 17.57 | 15.32
2015-11-03 | 19.39 | 17.56 | 18.13 | 17.71 | 16.08
2015-11-04 | 21.23 | 18.69 | 21.54 | 20.32 | 14.9
2015-11-05 | 24.05 | 21.89 | 24.58 | 24.27 | 10.52
2015-11-06 | 23.45 | 14.92 | 18.18 | 17.85 | 10.64
2015-11-07 | 18.53 | 13.67 | 15.36 | 15.56 | 10.32
2015-11-08 | 14.91 | 11.62 | 14.15 | 12.93 | 10.71
2015-11-09 | 16.94 | 13.03 | 16.05 | 15.51 | 12.91
2015-11-10 | 19.12 | 16.82 | 19.75 | 18.44 | 13.51
2015-11-11 | 23.89 | 19.17 | 21.94 | 22.39 | 9.67
2015-11-12 | 15.97 | 11.8 | 14.7 | 14.31 | 7.88
2015-11-13 | 13.92 | 12.12 | 13.9 | 13.54 | 10.96
2015-11-14 | 13.95 | 11.86 | 13.23 | 12.63 | 14.57
2015-11-15 | 15.97 | 13.28 | 15.88 | 16.01 | 13.43
2015-11-16 | 20.42 | 17.08 | 21.04 | 20.12 | 10.38
2015-11-17 | 18.44 | 15.31 | 16.29 | 17.1 | 6.35
2015-11-18 | 13.33 | 11.38 | 13.38 | 12.83 | 7.59
2015-11-19 | 15.68 | 12.07 | 15.38 | 14.72 | 8.21
2015-11-20 | 15.2 | 13.95 | 16.47 | 15.5 | 10.6
2015-11-21 | 13.97 | 8.03 | 12.42 | 11.49 | 6.29
2015-11-22 | 6.52 | 5.32 | 6.56 | 5.99 | 6.61
2015-11-23 | 8.67 | 7.89 | 8.83 | 8.2 | 8.18
2015-11-24 | 13.05 | 12.04 | 13.74 | 12.59 | 11.08
2015-11-25 | 18.78 | 17.28 | 18.79 | 18.68 | 13.37
2015-11-26 | 20.67 | 18.58 | 20.62 | 20.03 | 13.45
2015-11-27 | 20.94 | 8.97 | 19.79 | 17.1 | 9.24
2015-11-28 | 11.25 | 3.61 | 7.57 | 6.07 | 4.45
2015-11-29 | 10.66 | 5.31 | 8.52 | 6.63 | 8.18
2015-11-30 | 11.68 | 5.82 | 10.21 | 8.59 | 6.76
2015-12-01 | 11.34 | 5.31 | 9.45 | 7.81 | 6.12
2015-12-02 | 10.47 | 5.66 | 10.71 | 9.22 | 5.05
2015-12-03 | 8.62 | 7.93 | 8.96 | 8.38 | 6.98
2015-12-04 | 7.98 | 7.49 | 8.37 | 8.09 | 7.51
2015-12-05 | 8.88 | 6.81 | 9.44 | 8.22 | 8.61
2015-12-06 | 12.06 | 8.84 | 12.12 | 10.55 | 6.45
2015-12-07 | 13.05 | 10.01 | 11.91 | 11.04 | 8
2015-12-08 | 13.41 | 11.51 | 12.82 | 12.92 | 8.5
2015-12-09 | 15.61 | 11.85 | 15.13 | 14.34 | 10.42
2015-12-10 | 18.36 | 13.99 | 15.69 | 16.53 | 11.18
2015-12-11 | 21.07 | 14.77 | 17.21 | 16.72 | 11.65
2015-12-12 | 21.74 | 19.94 | 20.43 | 21.24 | 6.92
2015-12-13 | 15.33 | 12.97 | 13.38 | 14.71 | 4.51
2015-12-14 | 12.38 | 10.41 | 11.56 | 12.33 | 6.02
2015-12-15 | 17.24 | 12.43 | 14.98 | 15.13 | 0.97
2015-12-16 | 14.05 | 6.16 | 10.59 | 10.17 | 0.65
2015-12-17 | 9.27 | 5.33 | 9.05 | 8.4 | 1.48
2015-12-18 | 7.79 | 3 | 6.36 | 5.7 | 4.15
2015-12-19 | 8.45 | 6.78 | 9.01 | 7.98 | 7.19
2015-12-20 | 15.62 | 11.12 | 14.72 | 14.38 | 7.97
2015-12-21 | 19.45 | 13.94 | 16.85 | 17.56 | 7.47
2015-12-22 | 18.2 | 12.45 | 17.19 | 16.61 | 6.87
2015-12-23 | 21.11 | 15.9 | 17.58 | 18.97 | 9.05
2015-12-24 | 20.09 | 12.87 | 16.21 | 16.58 | 9.37
2015-12-25 | 22.57 | 12.68 | 15.82 | 15.54 | 10.24
2015-12-26 | 23.29 | 20.32 | 22.13 | 22.47 | 4.3
2015-12-27 | 19.35 | 5.57 | 10 | 12.56 | -2.06
2015-12-28 | 5.51 | 0.94 | 4.66 | 3.75 | -1.67
2015-12-29 | 7.23 | 1.57 | 5.82 | 5.52 | 0
2015-12-30 | 10.46 | 3.56 | 7.96 | 6.83 | 1.67
2015-12-31 | 9.68 | 3.68 | 8.12 | 6.88 | 3.05
2016-01-01 | 7.53 | 3.16 | 6.18 | 5.66 | 1.06
2016-01-02 | 6.49 | 4.55 | 4.82 | 6.12 | 2.1
2016-01-03 | 8.28 | 4.72 | 8.51 | 8.36 | 2.09
2016-01-04 | 6.96 | 3.15 | 6.6 | 5.54 | 3.04
2016-01-05 | 5.09 | 1.42 | 7.44 | 5.47 | 4.59
2016-01-06 | 9.34 | 5.53 | 9.22 | 8.72 | 5.73
2016-01-07 | 15.41 | 9.62 | 11.92 | 11.26 | 4.84
2016-01-08 | 14.39 | 9.27 | 12.1 | 12.15 | 2.91
2016-01-09 | 9.56 | 3.33 | 7.41 | 6.76 | 1.49
2016-01-10 | 4.04 | -0.85 | 4.09 | 2.9 | 1.27
2016-01-11 | 5.91 | 2.09 | 6.32 | 5.4 | 1.89
2016-01-12 | 9.16 | 6.21 | 8.54 | 8.2 | 2.28
2016-01-13 | 9.78 | 7.89 | 8.78 | 9.25 | 3.58
2016-01-14 | 11.82 | 10.78 | 12.22 | 12.08 | 4.24
2016-01-15 | 12.93 | 8.56 | 12.36 | 12.3 | 5.16
2016-01-16 | 8.42 | 3.3 | 9.46 | 8.31 | 4.73
2016-01-17 | 6.22 | 3.63 | 5.78 | 5.51 | 6.93
2016-01-18 | 8.59 | 1.06 | 8.59 | 6.66 | 7.58
2016-01-19 | 12.12 | 6.67 | 11.68 | 11.24 | 8.44
2016-01-20 | 14.11 | 3.19 | 12.65 | 9.76 | 9.87
2016-01-21 | 14.42 | 4.79 | 11.66 | 11.13 | 5.61
2016-01-22 | 4.9 | 1.37 | 6.29 | 4.9 | 6.79
2016-01-23 | 5.18 | 1.17 | 6.1 | 4.44 | 8.07
2016-01-24 | 10.37 | 7.3 | 9.51 | 9.42 | 8.51
2016-01-25 | 16.8 | 11.26 | 14.45 | 14.84 | 6.05
2016-01-26 | 11.51 | 4.7 | 8.22 | 8.2 | 4.12
2016-01-27 | 7.39 | 4.51 | 7.41 | 6.27 | 2.84
2016-01-28 | 8.17 | 7.61 | 9.96 | 10.42 | 6.46
2016-01-29 | 11.44 | 11.39 | 12.03 | 12.88 | 8.7
2016-01-30 | 14.96 | 12.62 | 12.15 | 13.44 | 9.67
2016-01-31 | 18.33 | 12.94 | 15.97 | 17.02 | 9.97
2016-02-01 | 18.03 | 13.09 | 14.81 | 15.86 | 5.84
2016-02-02 | 15.87 | 10.4 | 12.59 | 12.61 | 1.01
2016-02-03 | 8.44 | 3.54 | 7.73 | 6.77 | 0.06
2016-02-04 | 6.01 | 3.64 | 6.35 | 5.48 | 1.08
2016-02-05 | 6.54 | 5.47 | 7.27 | 6.81 | 1.57
2016-02-06 | 7.84 | 6.06 | 8.03 | 7.58 | 4.82
2016-02-07 | 8.79 | 7.28 | 8.3 | 8.06 | 7.38
2016-02-08 | 8.43 | 5.56 | 9.29 | 8.75 | 6.08
2016-02-09 | 8.06 | 5.59 | 12.63 | 9.92 | 8.2
2016-02-10 | 10.38 | 9.22 | 12.72 | 11.27 | 10.68
2016-02-11 | 14.5 | 12.21 | 14.33 | 14.93 | 12.12
2016-02-12 | 16.91 | 10.97 | 15.7 | 14.91 | 13.13
2016-02-13 | 14.85 | 10.15 | 15.03 | 14.35 | 12.79
2016-02-14 | 17.15 | 14.62 | 15.79 | 16.06 | 12.43
2016-02-15 | 16.89 | 13.83 | 15.58 | 15.54 | 11.58
2016-02-16 | 15.25 | 11.52 | 16.04 | 15.25 | 12.88
2016-02-17 | 13.35 | 11.03 | 15.33 | 13.21 | 14.33
2016-02-18 | 15.53 | 14.64 | 17.49 | 15.96 | 15.46
2016-02-19 | 18.38 | 18.23 | 18.77 | 19.09 | 17.65
2016-02-20 | 18.83 | 18.67 | 20.62 | 20.29 | 18.16
2016-02-21 | 19.14 | 16.97 | 19.29 | 19.02 | 16.65
2016-02-22 | 18.19 | 13.1 | 18.12 | 17.07 | 13.05
2016-02-23 | 15.06 | 7.97 | 14.25 | 12.33 | 8.3
2016-02-24 | 9.64 | 7.5 | 11.08 | 9.94 | 6.28
2016-02-25 | 11.22 | 6.75 | 11.99 | 10.43 | 8.62
2016-02-26 | 10.07 | 7.13 | 10.44 | 9.06 | 10.52
2016-02-27 | 12.71 | 11.64 | 13.56 | 12.73 | 13.19
2016-02-28 | 15.35 | 15.25 | 17.4 | 16.53 | 15.24
2016-02-29 | 18.57 | 16.52 | 18.41 | 18.5 | 14.29
2016-03-01 | 19.1 | 14.58 | 19.04 | 18.61 | 16.16
2016-03-02 | 15.08 | 12.53 | 17.28 | 15.51 | 16.94
2016-03-03 | 19.62 | 14.28 | 19.83 | 19.31 | 15.83
2016-03-04 | 14.83 | 13.09 | 15.44 | 14.28 | 17.17
2016-03-05 | 15.61 | 14.73 | 16.78 | 15.82 | 15.59
2016-03-06 | 16.07 | 16 | 18.36 | 17.23 | 14.1
2016-03-07 | 19.09 | 17.21 | 19.88 | 19.18 | 12.28
2016-03-08 | 20.92 | 18.13 | 22.08 | 21.59 | 9.67
2016-03-09 | 20.93 | 15.04 | 19.66 | 19.37 | 11.34
2016-03-10 | 21.99 | 15.07 | 15.87 | 15.87 | 12.69
2016-03-11 | 19.11 | 14.7 | 16.78 | 17.24 | 13.71
2016-03-12 | 18.09 | 16.1 | 16.18 | 16.76 | 13.55
2016-03-13 | 19.27 | 16.54 | 18.94 | 18.62 | 12.9
2016-03-14 | 19.73 | 18.56 | 20.27 | 19.84 | 14.93
2016-03-15 | 22.02 | 17.39 | 21.43 | 21.64 | 15.61
2016-03-16 | 20.48 | 15.23 | 20.68 | 19.47 | 17.41
2016-03-17 | 21.57 | 14.47 | 21.02 | 20.47 | 16.49
2016-03-18 | 21.67 | 14.26 | 21.04 | 19.97 | 16.49
2016-03-19 | 13.92 | 8.36 | 12.16 | 11.58 | 9.9
2016-03-20 | 9.63 | 6.25 | 10.89 | 9.31 | 10.24
2016-03-21 | 9.78 | 9.01 | 10.97 | 10.01 | 14.96
2016-03-22 | 15.2 | 14.38 | 15.92 | 15.31 | 18.36
2016-03-23 | 20.17 | 19.93 | 20.51 | 20.63 | 13.1
2016-03-24 | 15.06 | 10.16 | 14.78 | 14.19 | 12.22
2016-03-25 | 13.35 | 11.67 | 14.06 | 13.31 | 14.2
2016-03-26 | 16.96 | 14.94 | 16.74 | 15.55 | 15.39
2016-03-27 | 19.16 | 12.1 | 17.84 | 16.23 | 12.91
2016-03-28 | 16.63 | 11.82 | 16.31 | 14.34 | 16.3
2016-03-29 | 20.06 | 16.33 | 20.06 | 18.97 | 16.92
2016-03-30 | 22.03 | 20.77 | 21.01 | 21.43 | 13.96
2016-03-31 | 23.01 | 16.64 | 21.17 | 20.58 | 11.82
2016-04-01 | 16.04 | 11.75 | 15.43 | 14.36 | 9.99
2016-04-02 | 13.77 | 12.09 | 15.16 | 13.7 | 9.81
2016-04-03 | 15.8 | 14.75 | 17.32 | 16.17 | 13.62
2016-04-04 | 17.92 | 17.9 | 17.9 | 17.82 | 18.72
2016-04-05 | 18.17 | 18.77 | 18.56 | 18.69 | 20.23
2016-04-06 | 18.28 | 16.82 | 19.99 | 18.94 | 18.48
2016-04-07 | 19.45 | 17.76 | 20.26 | 20.42 | 19.86
2016-04-08 | 18.58 | 15.68 | 19.76 | 18.95 | 18.33
2016-04-09 | 18 | 15.36 | 20.18 | 18.74 | 17.9
2016-04-10 | 20.82 | 19.53 | 20.85 | 21.05 | 17.22
2016-04-11 | 23.41 | 21.49 | 24.66 | 24.4 | 14.83
2016-04-12 | 22.82 | 15.44 | 19.77 | 19.28 | 13.35
2016-04-13 | 20.55 | 13.95 | 19.45 | 18.32 | 16.55
2016-04-14 | 19.82 | 16.34 | 19.9 | 18.02 | 20.34
2016-04-15 | 20.13 | 17.46 | 20.35 | 18.77 | 19.62
2016-04-16 | 21.89 | 20.08 | 21.98 | 20.71 | 14.04
2016-04-17 | 22.64 | 19.62 | 22.82 | 21.91 | 14.19
2016-04-18 | 22.25 | 19.07 | 20.96 | 21.12 | 15.63
2016-04-19 | 22.45 | 19.93 | 20.94 | 21.14 | 16.8
2016-04-20 | 22.51 | 19.58 | 21.61 | 21 | 19.02
2016-04-21 | 22.04 | 18.79 | 22.12 | 20.76 | 20.53
2016-04-22 | 20.77 | 19.58 | 20.72 | 19.82 | 20.12
2016-04-23 | 20.76 | 19.96 | 20.8 | 20.37 | 20.96
2016-04-24 | 19.59 | 19.75 | 21.05 | 19.73 | 20.57
2016-04-25 | 23.9 | 23.46 | 25.34 | 24.19 | 20.73
2016-04-26 | 24.35 | 23.96 | 24.72 | 24.24 | 16.16
2016-04-27 | 25.02 | 21.04 | 24.05 | 23.93 | 16.52
2016-04-28 | 24.29 | 20.71 | 23.7 | 22.09 | 18.83
2016-04-29 | 24.92 | 23.88 | 25.91 | 24.66 | 15.64
2016-04-30 | 25.62 | 19.55 | 23.04 | 22.75 | 17.08
2016-05-01 | 24.06 | 17.4 | 21.6 | 20.07 | 14.02
2016-05-02 | 19.13 | 15.03 | 17.24 | 16.15 | 13.75
2016-05-03 | 17.82 | 16.2 | 18.75 | 17.14 | 18.35
2016-05-04 | 19.02 | 18.49 | 21.47 | 20.13 | 20.45
2016-05-05 | 20.19 | 19.18 | 23.14 | 21.47 | 22.77
2016-05-06 | 20.5 | 20.63 | 22.57 | 21 | 23.85
2016-05-07 | 20.71 | 20.74 | 22.58 | 21.48 | 19.35
2016-05-08 | 21.26 | 20.05 | 21.52 | 20.96 | 18.1
2016-05-09 | 24.03 | 22.6 | 25.22 | 24.54 | 18.56
2016-05-10 | 24.79 | 25.22 | 26.23 | 25.39 | 20.75
2016-05-11 | 24.71 | 24.59 | 25.95 | 24.62 | 22.99
2016-05-12 | 25.99 | 22.06 | 25.37 | 24.19 | 22.78
2016-05-13 | 25.59 | 21.54 | 25.54 | 24.24 | 24.49
2016-05-14 | 24.69 | 17.64 | 22.54 | 22.83 | 23.68
2016-05-15 | 22.83 | 17.76 | 20.52 | 19.54 | 23.69
2016-05-16 | 21.49 | 21.08 | 23.06 | 20.88 | 23.81
2016-05-17 | 24.2 | 19.32 | 22.82 | 21.79 | 20.51
2016-05-18 | 23.79 | 15.9 | 21 | 19.73 | 15.47
2016-05-19 | 21.12 | 16.13 | 19.31 | 19.2 | 17.88
2016-05-20 | 22.68 | 19.84 | 21.72 | 21.07 | 22.94
2016-05-21 | 23.44 | 22.24 | 25 | 23.14 | 23.18
2016-05-22 | 24.53 | 23.07 | 25.11 | 24.71 | 22.8
2016-05-23 | 24.8 | 23.33 | 25.41 | 25.11 | 23.95
2016-05-24 | 26.07 | 25.11 | 25.98 | 25.72 | 22.77
2016-05-25 | 26.9 | 26.33 | 26.9 | 26.36 | 23.19
2016-05-26 | 25.99 | 24.93 | 26.72 | 26.23 | 21.21
2016-05-27 | 24.89 | 23.46 | 27.32 | 25.84 | 20.04
2016-05-28 | 25.75 | 24.53 | 26.42 | 26.05 | 23.96
2016-05-29 | 25.26 | 25.17 | 25.59 | 25.01 | 25.6
2016-05-30 | 24.4 | 24.15 | 24.75 | 23.96 | 25.83
2016-05-31 | 24.96 | 23.85 | 23.84 | 24.22 | 23.77
2016-06-01 | 24.74 | 22.83 | 23.74 | 23.98 | 21.14
2016-06-02 | 24.25 | 21.79 | 23.57 | 22.89 | 22.57
2016-06-03 | 24.24 | 22.67 | 22.07 | 22.26 | 26.25
2016-06-04 | 22.38 | 23.44 | 22.88 | 22.57 | 26.99
2016-06-05 | 24.01 | 23.11 | 23.36 | 23.58 | 27.24
2016-06-06 | 25.69 | 23.19 | 23.14 | 23.54 | 28.21
2016-06-07 | 26.77 | 24.97 | 24.69 | 25.09 | 28.34
2016-06-08 | 25.98 | 25.4 | 24.74 | 25.54 | 29.02
2016-06-09 | 26.14 | 26.01 | 25.5 | 25.92 | 29.25
2016-06-10 | 26.62 | 26.39 | 25.93 | 26.29 | 29.88
2016-06-11 | 27.35 | 26.4 | 26.36 | 26.8 | 27.49
2016-06-12 | 26.84 | 26.06 | 27.09 | 27.19 | 28.76
2016-06-13 | 27.33 | 27.34 | 28.04 | 28.19 | 28.95
2016-06-14 | 27.6 | 27.77 | 27.6 | 28.01 | 27.88
2016-06-15 | 28.1 | 28.05 | 28.57 | 28.33 | 29.55
2016-06-16 | 28.28 | 28.01 | 28.1 | 28.4 | 28.08
2016-06-17 | 28.19 | 28.09 | 28.53 | 28.44 | 29.11
2016-06-18 | 27.65 | 27.85 | 28.1 | 27.91 | 30.98
2016-06-19 | 26.68 | 27.23 | 26.26 | 26.94 | 29.93
2016-06-20 | 27.99 | 27.82 | 27.32 | 27.76 | 28.85
2016-06-21 | 28.03 | 28.44 | 28.26 | 28.75 | 29.39
2016-06-22 | 27.53 | 28.55 | 28.78 | 28.84 | 32.25
2016-06-23 | 27 | 28.41 | 28.24 | 28.71 | 32.76
2016-06-24 | 27.22 | 27.66 | 27.18 | 27.53 | 30.05
2016-06-25 | 27.46 | 27.62 | 26.07 | 26.9 | 29.04
2016-06-26 | 28.41 | 28.4 | 27.2 | 27.78 | 27.96
2016-06-27 | 29.03 | 28.49 | 28.09 | 28.9 | 26.65
2016-06-28 | 27.88 | 27.61 | 28.82 | 29.34 | 23.61
2016-06-29 | 27.13 | 27.49 | 29.07 | 28.14 | 27.16
2016-06-30 | 27.86 | 27.83 | 29.64 | 28.94 | 27.74
2016-07-01 | 28.11 | 28.38 | 29.49 | 29.21 | 25.29
2016-07-02 | 27.83 | 29.03 | 29.92 | 29.94 | 27.13
2016-07-03 | 28.37 | 28.76 | 30.41 | 30.4 | 29.83
2016-07-04 | 28.64 | 27.61 | 30.59 | 30.73 | 31.59
2016-07-05 | 28.36 | 28.08 | 29.78 | 30.18 | 31.82
2016-07-06 | 28.09 | 28.89 | 30.34 | 30.43 | 31.01
2016-07-07 | 28.52 | 28.89 | 30.69 | 30.87 | 30.17
2016-07-08 | 28.65 | 28.59 | 30.68 | 30.75 | 30.52
2016-07-09 | 28.75 | 27.15 | 31.03 | 30.32 | 30.92
2016-07-10 | 27.92 | 27.81 | 30.59 | 29.76 | 32.23
2016-07-11 | 28 | 28.56 | 30.77 | 30.09 | 32.44
2016-07-12 | 28.48 | 28.75 | 30.73 | 30.6 | 31.68
2016-07-13 | 28.8 | 29.75 | 31.17 | 30.93 | 32.2
2016-07-14 | 28.62 | 30 | 31.24 | 30.11 | 33.46
2016-07-15 | 28.4 | 28.32 | 31.14 | 30.7 | 31.93
2016-07-16 | 28.14 | 29.1 | 30.42 | 30.4 | 31
2016-07-17 | 28.3 | 29.05 | 30.86 | 30.28 | 31.89
2016-07-18 | 28.66 | 29.33 | 30.36 | 30.13 | 31.2
2016-07-19 | 28.74 | 29.61 | 30.64 | 30.56 | 30.87
2016-07-20 | 29.34 | 30.3 | 30.37 | 30.94 | 30.77
2016-07-21 | 29.47 | 30.97 | 31.22 | 31.46 | 31.74
2016-07-22 | 29.99 | 31.38 | 32.04 | 32.25 | 32.15
2016-07-23 | 30.05 | 31.71 | 32.19 | 32.32 | 32.29
2016-07-24 | 30.42 | 31.5 | 32.54 | 32.61 | 33.11
2016-07-25 | 29.55 | 30.51 | 30.9 | 31.07 | 31.65
2016-07-26 | 27.77 | 29.88 | 25.77 | 28.12 | 29.65
2016-07-27 | 27.17 | 30.46 | 27.53 | 28.18 | 28.32
2016-07-28 | 27.25 | 28.36 | 27 | 28.5 | 29.94
2016-07-29 | 27.89 | 28.52 | 27.22 | 28.9 | 29.41
2016-07-30 | 27.89 | 29.64 | 27.78 | 29.69 | 29.18
2016-07-31 | 27.77 | 30 | 28.64 | 29.07 | 28.35
2016-08-01 | 28.49 | 30.62 | 28.83 | 29.87 | 27.7
2016-08-02 | 28.46 | 30.7 | 29.2 | 30.03 | 26.52
2016-08-03 | 29.35 | 31.59 | 29.47 | 31.04 | 25.29
2016-08-04 | 29.25 | 32.26 | 29.54 | 31.1 | 28.11
2016-08-05 | 29.16 | 32.26 | 28.98 | 30.77 | 30.01
2016-08-06 | 29.93 | 32.35 | 29.98 | 31.38 | 29.36
2016-08-07 | 30.21 | 32.71 | 30.49 | 32.16 | 30.28
2016-08-08 | 30.18 | 32.45 | 30.67 | 32.35 | 30.37
2016-08-09 | 30.39 | 32.49 | 31.14 | 32.13 | 26.27
2016-08-10 | 30.53 | 32.89 | 31.13 | 32.55 | 24.98
2016-08-11 | 30.74 | 34.06 | 30.95 | 33.05 | 27.25
2016-08-12 | 30.31 | 33.64 | 31.56 | 32.73 | 28.64
2016-08-13 | 28.14 | 29.07 | 27.53 | 27.9 | 24.57
2016-08-14 | 26.22 | 27.75 | 24.99 | 25.72 | 24.24
2016-08-15 | 26.7 | 24.86 | 24.02 | 23.92 | 24.44
2016-08-16 | 25.79 | 25.59 | 24.96 | 24.53 | 25.23
2016-08-17 | 25.48 | 24.93 | 25.59 | 25.89 | 25.16
2016-08-18 | 26.58 | 25.04 | 25.37 | 25.1 | 26.16
2016-08-19 | 26.92 | 24.74 | 26.65 | 26.71 | 26.87
2016-08-20 | 27.18 | 24.45 | 25.19 | 25.93 | 24.31
2016-08-21 | 26.8 | 24.12 | 24.11 | 24.34 | 22.19
2016-08-22 | 26.44 | 25.08 | 26.23 | 26.2 | 24.36
2016-08-23 | 27.35 | 27.5 | 26.53 | 27.19 | 24.61
2016-08-24 | 27.53 | 27.56 | 26.4 | 26.98 | 24.93
2016-08-25 | 26.89 | 27.53 | 26.01 | 26.48 | 24.45
2016-08-26 | 25.8 | 26 | 26.07 | 25.86 | 24.43
2016-08-27 | 25.68 | 26.28 | 26.06 | 26.03 | 24.75
2016-08-28 | 25.93 | 26.8 | 25.78 | 25.69 | 24.14
2016-08-29 | 25.42 | 27.2 | 25.66 | 25.64 | 22.9
2016-08-30 | 26.72 | 27.49 | 25.57 | 26.11 | 21.19
2016-08-31 | 27.82 | 28.3 | 26.65 | 27.29 | 21.55
2016-09-01 | 28.26 | 26 | 26.96 | 27.31 | 22.45
2016-09-02 | 27.46 | 25.86 | 26.18 | 26.44 | 24.08
2016-09-03 | 26.99 | 25.21 | 26.27 | 26.4 | 25.69
2016-09-04 | 27.08 | 26.51 | 26.08 | 26.99 | 27.49
2016-09-05 | 27.09 | 28.2 | 26.19 | 26.65 | 27.32
2016-09-06 | 27.64 | 28.71 | 27 | 27.14 | 23.33
2016-09-07 | 27.72 | 29.33 | 26.98 | 27.87 | 22.76
2016-09-08 | 27.83 | 29.47 | 26.39 | 27.68 | 23.59
2016-09-09 | 26.64 | 28.81 | 26.56 | 27.17 | 25.42
2016-09-10 | 25.89 | 24.34 | 25.8 | 25.4 | 22.23
2016-09-11 | 26.45 | 23.32 | 25.78 | 25.1 | 22.96
2016-09-12 | 27.03 | 25.56 | 26.12 | 26.6 | 24.56
2016-09-13 | 26.99 | 27.22 | 26.45 | 27.15 | 24.24
2016-09-14 | 27.37 | 27.93 | 27.12 | 27.4 | 25.34
2016-09-15 | 27.38 | 28.04 | 27.25 | 27.88 | 25.7
2016-09-16 | 27.47 | 28.75 | 27.84 | 28.09 | 25.1
2016-09-17 | 28.19 | 28.71 | 28.25 | 28.73 | 24.63
2016-09-18 | 28.17 | 28.08 | 28.66 | 28.55 | 25.52
2016-09-19 | 28.69 | 30.2 | 28.42 | 29.29 | 26.84
2016-09-20 | 28.24 | 29.95 | 28.25 | 29.15 | 26.26
2016-09-21 | 27.31 | 28.07 | 27.43 | 27.91 | 26.38
2016-09-22 | 27.57 | 27.3 | 27.26 | 27.81 | 26.43
2016-09-23 | 27.24 | 28.45 | 27.32 | 28.01 | 24.04
2016-09-24 | 26.21 | 27.1 | 26.76 | 26.52 | 21.85
2016-09-25 | 25.78 | 24.24 | 25.08 | 24.99 | 19.53
2016-09-26 | 24.67 | 19.15 | 21.84 | 21.62 | 16.4
2016-09-27 | 23.52 | 19.8 | 20.4 | 20.89 | 17.62
2016-09-28 | 23.98 | 21.57 | 23.42 | 23.6 | 20.75
2016-09-29 | 21.43 | 18.85 | 21.5 | 20.76 | 21.78
2016-09-30 | 20.35 | 19.34 | 19.77 | 19.46 | 18.99
2016-10-01 | 21.16 | 21.51 | 20.32 | 20.89 | 20.9
2016-10-02 | 22.26 | 21.15 | 21.17 | 21.46 | 21.78
2016-10-03 | 22.71 | 22.56 | 22.66 | 22.83 | 21.61
2016-10-04 | 24.9 | 24.25 | 24.77 | 24.65 | 18.46
2016-10-05 | 26.9 | 26.7 | 25.54 | 26.21 | 19.3
2016-10-06 | 26.25 | 26.29 | 25.92 | 26.68 | 21
2016-10-07 | 25.29 | 19.55 | 24.52 | 23.91 | 16.78
2016-10-08 | 23.25 | 17.13 | 21.56 | 20.49 | 16.05
2016-10-09 | 19.53 | 16.56 | 19.67 | 18.55 | 18.75
2016-10-10 | 19.15 | 18.73 | 19.28 | 19.35 | 21.13
2016-10-11 | 23.69 | 20.23 | 21.42 | 21.77 | 22.55
2016-10-12 | 25.94 | 24.22 | 23.79 | 25.23 | 22.62
2016-10-13 | 25.81 | 18.26 | 25.13 | 24.54 | 20.65
2016-10-14 | 25.19 | 18.81 | 24.73 | 24.29 | 20.49
2016-10-15 | 25.68 | 24.18 | 25.47 | 25.67 | 22.32
2016-10-16 | 26.17 | 25.54 | 25.59 | 26.54 | 21.65
2016-10-17 | 26.83 | 25.8 | 25.87 | 26.5 | 20.66
2016-10-18 | 26.96 | 25.93 | 25.76 | 26.84 | 21.28
2016-10-19 | 26.27 | 25.24 | 25.52 | 25.93 | 20.11
2016-10-20 | 23.46 | 19.92 | 22.84 | 22.79 | 16.27
2016-10-21 | 17.84 | 16.33 | 17.62 | 17.51 | 16.77
2016-10-22 | 16.68 | 16.81 | 17.64 | 17.95 | 18.49
2016-10-23 | 19.61 | 18.22 | 18.97 | 18.82 | 20.57
2016-10-24 | 22.57 | 21.38 | 22.12 | 22.55 | 21.37
2016-10-25 | 21.8 | 20.83 | 21.42 | 21.32 | 21.89
2016-10-26 | 22.15 | 21.81 | 22.57 | 22.26 | 21.34
2016-10-27 | 21.98 | 22.68 | 22.38 | 22.63 | 19.85
2016-10-28 | 22.64 | 22 | 21.82 | 21.86 | 19.96
2016-10-29 | 23.37 | 22.47 | 22.66 | 22.32 | 21.01
2016-10-30 | 22.6 | 22.75 | 22.89 | 23.1 | 21.3
2016-10-31 | 22.46 | 22.02 | 22.21 | 21.87 | 20.06
2016-11-01 | 23.9 | 24.09 | 24.85 | 25.01 | 19.53
2016-11-02 | 24.75 | 23.24 | 25.06 | 24.99 | 19.79
2016-11-03 | 24.43 | 21.97 | 23.65 | 22.92 | 16.06
2016-11-04 | 23.86 | 20.14 | 20.91 | 20.9 | 16.38
2016-11-05 | 21.02 | 18.33 | 21.28 | 19.46 | 17.66
2016-11-06 | 20.29 | 17.28 | 19.87 | 18.78 | 16.09
2016-11-07 | 21.65 | 19.36 | 21.08 | 19.92 | 15.93
2016-11-08 | 19.2 | 16.94 | 19.27 | 18.55 | 13.42
2016-11-09 | 19.63 | 15.97 | 16.92 | 17.16 | 9.97
2016-11-10 | 16.33 | 14.98 | 16.53 | 16.09 | 10.73
2016-11-11 | 17.12 | 16.67 | 17.55 | 16.56 | 11.8
2016-11-12 | 19.02 | 14.46 | 17.57 | 16.55 | 11.22
2016-11-13 | 15.77 | 15.06 | 17.25 | 16.45 | 12.25
2016-11-14 | 17.81 | 16.2 | 18.07 | 17.97 | 13.75
2016-11-15 | 19.89 | 16.83 | 20.13 | 18.47 | 14.97
2016-11-16 | 19.3 | 17.96 | 19.43 | 18.84 | 14.99
2016-11-17 | 20.99 | 18.97 | 19.82 | 19.72 | 15.01
2016-11-18 | 18.73 | 14.35 | 18.66 | 17.69 | 9.28
2016-11-19 | 10.44 | 7.24 | 9.79 | 9.1 | 7.74
2016-11-20 | 9.33 | 8.12 | 9.44 | 9.02 | 11.34
2016-11-21 | 14.6 | 12.57 | 14.57 | 13.52 | 12.74
2016-11-22 | 20.17 | 17.24 | 19.07 | 19.32 | 10.62
2016-11-23 | 17.55 | 12.8 | 16.27 | 15.86 | 9.05
2016-11-24 | 15.13 | 13.17 | 16.2 | 15.33 | 9.28
2016-11-25 | 16.97 | 11.48 | 18.1 | 14.91 | 8.66
2016-11-26 | 15.93 | 11.47 | 16.15 | 14.65 | 10.63
2016-11-27 | 16.8 | 14.58 | 19.14 | 17.7 | 11.62
2016-11-28 | 21.34 | 17.01 | 19.68 | 19.87 | 7.67
2016-11-29 | 20.04 | 13.4 | 17.21 | 16.13 | 5.1
2016-11-30 | 13.59 | 9.25 | 12.27 | 11.39 | 3.61
2016-12-01 | 10.69 | 9.44 | 12 | 10.4 | 6.14
2016-12-02 | 12.25 | 9.76 | 13.62 | 11.71 | 8.31
2016-12-03 | 12.5 | 8.87 | 10.27 | 9.28 | 5.56
2016-12-04 | 9.97 | 8.7 | 10.42 | 9.68 | 5.71
2016-12-05 | 11.02 | 8.75 | 9.57 | 9.12 | 6.53
2016-12-06 | 11.05 | 7.38 | 10.08 | 9.46 | 7.36
2016-12-07 | 12.03 | 6.82 | 9.95 | 8.52 | 9.27
2016-12-08 | 7.89 | 0.57 | 4.57 | 3.94 | 2.09
2016-12-09 | 4.28 | -0.06 | 2.71 | 2.15 | 1.96
2016-12-10 | 6.29 | 4.03 | 6.56 | 5.84 | 5.45
2016-12-11 | 18.37 | 12.72 | 11.35 | 13.38 | 10.47
2016-12-12 | 17.76 | 7.4 | 11.89 | 10.79 | 11.91
2016-12-13 | 17.72 | 7.8 | 14.17 | 12.57 | 12.16
2016-12-14 | 13.59 | 5.66 | 11.76 | 8.99 | 12.56
2016-12-15 | 10.01 | 4.64 | 9.27 | 7.98 | 12.12
2016-12-16 | 16.22 | 12.2 | 13.51 | 13.55 | 12.74
2016-12-17 | 21.64 | 9.25 | 16.92 | 17.1 | 8.56
2016-12-18 | 1.81 | -5.8 | -1.25 | -2.99 | 0.96
2016-12-19 | 1.7 | -2.5 | 1.14 | -1.51 | 3.62
2016-12-20 | 6.61 | 2.95 | 6.98 | 5.15 | 7.11
2016-12-21 | 12.3 | 8.26 | 10.03 | 10.39 | 11.23
2016-12-22 | 15.09 | 7.18 | 12.11 | 11.05 | 8.94
2016-12-23 | 18.67 | 9.71 | 15.17 | 14.85 | 9.97
2016-12-24 | 20.73 | 16.92 | 20.01 | 20.73 | 10.48
2016-12-25 | 21.21 | 20.59 | 20.32 | 21.03 | 4.66
2016-12-26 | 21.92 | 17.06 | 20.94 | 21.79 | 4.15
2016-12-27 | 21.21 | 12.71 | 20.26 | 18.14 | 7.58
2016-12-28 | 20.89 | 16.22 | 19.91 | 20.33 | 8.68
2016-12-29 | 14.58 | 9.15 | 12.47 | 12.58 | 5.64
2016-12-30 | 9.82 | 8.22 | 9.12 | 9.1 | 4.8
2016-12-31 | 15.23 | 11.84 | 13.9 | 14.01 | 7.07
2017-01-01 | 17.67 | 12.09 | 15.75 | 14.44 | 6.82
2017-01-02 | 18.36 | 14.51 | 15.58 | 16.38 | 4.86
2017-01-03 | 13.81 | 8.06 | 13.95 | 12.42 | 8.01
2017-01-04 | 7.34 | 0.63 | 6.37 | 4.16 | 9.83
2017-01-05 | 9.81 | 0.09 | 9.57 | 5.77 | 9.17
2017-01-06 | 0.32 | -4.84 | -0.99 | -1.95 | 5.59
2017-01-07 | -2.69 | -3.39 | -1.37 | -2.91 | 0.25
2017-01-08 | 0.76 | 0.37 | 1.84 | 1.23 | 5.86
2017-01-09 | 11.05 | 7.41 | 9.43 | 9.66 | 11.27
2017-01-10 | 17.79 | 15.58 | 14.78 | 16.24 | 11.06
2017-01-11 | 18.97 | 17.34 | 16.74 | 18.06 | 11
2017-01-12 | 19.59 | 17.03 | 19.36 | 20.12 | 11.52
2017-01-13 | 19.12 | 7.26 | 19.69 | 19.42 | 11.36
2017-01-14 | 17.99 | 6.36 | 18.15 | 16.19 | 11.82
2017-01-15 | 18.7 | 12.67 | 18.14 | 17.64 | 7.39
2017-01-16 | 20.28 | 11.69 | 17 | 16.89 | 6.92
2017-01-17 | 17.5 | 7.67 | 11.93 | 10.85 | 4.82
2017-01-18 | 16.94 | 8.99 | 12.01 | 9.77 | 5.39
2017-01-19 | 13.88 | 10.95 | 13.73 | 13.48 | 6.27
2017-01-20 | 16.82 | 13.1 | 14.35 | 14.45 | 6.63
2017-01-21 | 18.4 | 12.92 | 15.12 | 14.93 | 5.72
2017-01-22 | 14 | 10.79 | 13.25 | 13.88 | 4.52
2017-01-23 | 12.35 | 9.5 | 12.53 | 12.34 | 8.46
2017-01-24 | 16.74 | 14.47 | 14.89 | 15.94 | 6.47
2017-01-25 | 16.25 | 7.6 | 13.11 | 12.68 | 2.4
2017-01-26 | 8.5 | 3.75 | 7.89 | 6.66 | 2.27
2017-01-27 | 6.84 | 4.24 | 7.29 | 6.49 | 1.31
2017-01-28 | 7.61 | 4.8 | 7.52 | 7.81 | 1.64
2017-01-29 | 8.44 | 8.29 | 9.75 | 9.33 | 5.28
2017-01-30 | 12.23 | 11.45 | 12.59 | 13.32 | 7.96
2017-01-31 | 13.73 | 13.15 | 12.56 | 13.51 | 8.03
2017-02-01 | 17.86 | 13.94 | 15.5 | 15.92 | 9.68
2017-02-02 | 15.42 | 5.63 | 12.01 | 10.11 | 9.36
2017-02-03 | 11.38 | 4.78 | 8.54 | 7.97 | 9.65
2017-02-04 | 11.14 | 7.74 | 9.75 | 9.97 | 11.22
2017-02-05 | 19.58 | 14.05 | 16.44 | 17.28 | 13.23
2017-02-06 | 19.98 | 19.55 | 19.49 | 20.09 | 10.73
2017-02-07 | 20.98 | 18.27 | 19.93 | 20.37 | 11.3
2017-02-08 | 19.09 | 12.48 | 19.04 | 17.62 | 12.7
2017-02-09 | 12.26 | 6.98 | 12.66 | 10.27 | 14.76
2017-02-10 | 16.6 | 14.22 | 15.97 | 15.51 | 17.2
2017-02-11 | 21.72 | 20.31 | 20.16 | 21.02 | 16.62
2017-02-12 | 21.64 | 16.45 | 20.15 | 20 | 12.28
2017-02-13 | 19.33 | 13.56 | 18.99 | 18.53 | 5.03
2017-02-14 | 15.16 | 7.31 | 14.05 | 12.93 | 5.74
2017-02-15 | 10.31 | 7.26 | 10.25 | 9.49 | 6.5
2017-02-16 | 10.73 | 9.64 | 11.82 | 10.84 | 8.29
2017-02-17 | 14.05 | 12.96 | 14.62 | 14.68 | 9.02
2017-02-18 | 19.08 | 16.91 | 17.66 | 18.3 | 11.56
2017-02-19 | 20.61 | 18.72 | 20.33 | 19.83 | 8.8
2017-02-20 | 17.59 | 16.13 | 16.9 | 17.06 | 9.45
2017-02-21 | 16 | 14.56 | 17.35 | 15.68 | 12.27
2017-02-22 | 16.93 | 16.3 | 19.2 | 17.37 | 14.66
2017-02-23 | 17.68 | 18.77 | 18.54 | 18.75 | 12.58
2017-02-24 | 17.89 | 11.42 | 17.41 | 16.18 | 6.8
2017-02-25 | 11.6 | 5.78 | 10.87 | 9.14 | 7.58
2017-02-26 | 15.18 | 10.72 | 15.82 | 13.64 | 9.39
2017-02-27 | 21.28 | 18 | 20.65 | 20.63 | 10.94
2017-02-28 | 22.32 | 20.84 | 21.8 | 21.74 | 13.15
2017-03-01 | 19.27 | 13.37 | 16.8 | 16.05 | 8.63
2017-03-02 | 11.62 | 10.23 | 11.3 | 10.74 | 9.29
2017-03-03 | 12.46 | 12.39 | 12.14 | 12.39 | 9.7
2017-03-04 | 13.68 | 11.17 | 13.09 | 12.32 | 14.26
2017-03-05 | 18.19 | 14.38 | 17.84 | 17.54 | 15.54
2017-03-06 | 21.67 | 21.65 | 21.09 | 22.05 | 14.71
2017-03-07 | 20.65 | 15.16 | 18.98 | 18.49 | 12.21
2017-03-08 | 16.36 | 14.64 | 17.89 | 16.97 | 15.16
2017-03-09 | 20.2 | 19.5 | 19.88 | 20.23 | 18.82
2017-03-10 | 20.39 | 18.81 | 19.53 | 20.76 | 18.54
2017-03-11 | 18.42 | 16.64 | 17.54 | 17.94 | 17.33
2017-03-12 | 13.47 | 9.27 | 13.47 | 10.96 | 14.43
2017-03-13 | 12.88 | 10.93 | 13.46 | 12.56 | 14.31
2017-03-14 | 11.64 | 9.44 | 13.21 | 11.85 | 17.52
2017-03-15 | 13.01 | 10.8 | 15.55 | 14.57 | 19.51
2017-03-16 | 17.93 | 16.71 | 19.29 | 18.38 | 18.58
2017-03-17 | 20.38 | 20.78 | 20.32 | 21.03 | 19.41
2017-03-18 | 20.9 | 21.57 | 20.37 | 21.11 | 20.25
2017-03-19 | 21.17 | 22.06 | 20.72 | 21.48 | 21.48
2017-03-20 | 20.89 | 22.54 | 20 | 20.95 | 21.81
2017-03-21 | 20.55 | 21.75 | 20.2 | 20.82 | 21.83
2017-03-22 | 20.93 | 21.98 | 21.13 | 21.47 | 20.59
2017-03-23 | 21.21 | 22.22 | 21.09 | 21.77 | 15.89
2017-03-24 | 21.78 | 21.08 | 21.01 | 20.9 | 13.3
2017-03-25 | 20.08 | 16.44 | 19.5 | 18.01 | 15.33
2017-03-26 | 21 | 19.16 | 22.26 | 21.21 | 15.16
2017-03-27 | 23.26 | 18.42 | 23.62 | 23.3 | 16.54
2017-03-28 | 23.34 | 20.15 | 23.12 | 23.25 | 12.9
2017-03-29 | 22.59 | 20.22 | 21.32 | 21.78 | 12.27
2017-03-30 | 17.39 | 16.53 | 18.08 | 17.8 | 15.11
2017-03-31 | 19.2 | 19.16 | 20.12 | 20.01 | 14.91
2017-04-01 | 20.16 | 19.72 | 22.82 | 20.75 | 11.82
2017-04-02 | 22.95 | 16.05 | 20.51 | 20.47 | 12.97
2017-04-03 | 19.2 | 17.21 | 19.63 | 19.16 | 16.25
2017-04-04 | 21.15 | 19.72 | 21.37 | 20.58 | 14.5
2017-04-05 | 16.26 | 13.82 | 15.42 | 14.95 | 12.04
2017-04-06 | 16.85 | 15.67 | 17.15 | 16.68 | 16.38
2017-04-07 | 18.69 | 17.11 | 18.19 | 18.27 | 19.41
2017-04-08 | 19.1 | 20.08 | 20.69 | 20.12 | 20.14
2017-04-09 | 21.39 | 22.09 | 22.92 | 22.44 | 18.04
2017-04-10 | 22.89 | 21.76 | 23.83 | 23.09 | 17.81
2017-04-11 | 21.07 | 18.68 | 21.9 | 21.16 | 19.56
2017-04-12 | 20.99 | 19.98 | 21.12 | 20.69 | 21.79
2017-04-13 | 21.02 | 21.02 | 21.89 | 21.62 | 20.42
2017-04-14 | 20.82 | 21.54 | 22.18 | 21.48 | 20.82
2017-04-15 | 21.83 | 21.74 | 22.83 | 22.23 | 21.14
2017-04-16 | 22.83 | 21.73 | 22.28 | 22.55 | 21.31
2017-04-17 | 22.3 | 20.06 | 21.06 | 20.85 | 21.39
2017-04-18 | 20.69 | 21.25 | 21.53 | 21.16 | 22.15
2017-04-19 | 22.73 | 22.09 | 22.69 | 22.79 | 21.69
2017-04-20 | 23.49 | 23.38 | 24.26 | 23.95 | 22.42
2017-04-21 | 23.8 | 23.02 | 24.76 | 24.54 | 21.04
2017-04-22 | 20.66 | 14.34 | 19.74 | 17.73 | 17.06
2017-04-23 | 15.74 | 15.15 | 17.36 | 16.24 | 18.09
2017-04-24 | 18.51 | 17.92 | 18.54 | 18.95 | 22.63
2017-04-25 | 22.71 | 22.53 | 24.09 | 23.76 | 21.55
2017-04-26 | 24.53 | 18.32 | 24.53 | 24.11 | 17.92
2017-04-27 | 19.11 | 17.17 | 21.42 | 19.87 | 21.87
2017-04-28 | 26.03 | 23.11 | 26.5 | 26.17 | 21.13
2017-04-29 | 26.72 | 22.73 | 25.81 | 25.68 | 11.53
2017-04-30 | 18.57 | 14.36 | 19.54 | 18.57 | 13.23
2017-05-01 | 20.9 | 17.76 | 21.67 | 21.67 | 18.84
2017-05-02 | 22.68 | 22.36 | 24.18 | 23.48 | 22
2017-05-03 | 24 | 19.75 | 26.17 | 24.57 | 21.26
2017-05-04 | 17.83 | 16.81 | 20.1 | 18.85 | 18.83
2017-05-05 | 18.77 | 18.41 | 21.23 | 19.96 | 22.03
2017-05-06 | 21.36 | 21.12 | 22.71 | 22.23 | 24.53
2017-05-07 | 22.05 | 22.74 | 23.09 | 23.14 | 23.91
2017-05-08 | 22.93 | 22.62 | 22.39 | 23.39 | 22.5
2017-05-09 | 24.61 | 23.87 | 24.12 | 23.61 | 19.27
2017-05-10 | 24.85 | 24.44 | 25.38 | 24.84 | 15
2017-05-11 | 24.62 | 24.57 | 26.69 | 24.77 | 18.77
2017-05-12 | 24.25 | 21.46 | 24.54 | 23 | 21.34
2017-05-13 | 23.57 | 22.12 | 25.12 | 23.01 | 24.1
2017-05-14 | 24.74 | 24.2 | 26.12 | 24.64 | 23.71
2017-05-15 | 24.72 | 25.36 | 26.55 | 25.79 | 23.13
2017-05-16 | 25.6 | 24.89 | 26.09 | 25.47 | 19.66
2017-05-17 | 26.3 | 26.17 | 27.6 | 26.44 | 18.85
2017-05-18 | 27.2 | 27.11 | 28.34 | 27.7 | 20.27
2017-05-19 | 27.8 | 26.65 | 28.57 | 27.68 | 19.05
2017-05-20 | 27.4 | 20.99 | 26.12 | 23.88 | 18.93
2017-05-21 | 25.81 | 19.6 | 20.74 | 19.65 | 22.66
2017-05-22 | 24.12 | 21.6 | 21.11 | 19.38 | 24.25
2017-05-23 | 22.56 | 18.77 | 22.11 | 20.1 | 22.61
2017-05-24 | 20.63 | 19.6 | 22.06 | 20.76 | 23.02
2017-05-25 | 23.73 | 24.32 | 25.48 | 25.03 | 26.32
2017-05-26 | 26.63 | 28.17 | 28.14 | 27.8 | 26.49
2017-05-27 | 27.92 | 28.81 | 28.68 | 28.88 | 24.74
2017-05-28 | 27.5 | 25.37 | 27.39 | 27.08 | 22.77
2017-05-29 | 23.45 | 24.46 | 23.35 | 23.31 | 24.09
2017-05-30 | 24.9 | 25.72 | 24.34 | 24.7 | 23.04
2017-05-31 | 25.23 | 26.83 | 23.69 | 24.82 | 20.88
2017-06-01 | 25.33 | 24.49 | 25.36 | 25.93 | 21.7
2017-06-02 | 26.07 | 23.11 | 25.75 | 26.24 | 22.23
2017-06-03 | 26.46 | 23.56 | 25.79 | 26.41 | 23.27
2017-06-04 | 25.84 | 23.91 | 25.42 | 25.07 | 25.85
2017-06-05 | 25.04 | 23.29 | 26.26 | 24.95 | 28.06
2017-06-06 | 25.55 | 25.88 | 27 | 26 | 27.14
2017-06-07 | 26.19 | 24.81 | 28.06 | 26.8 | 26.18
2017-06-08 | 24.98 | 24.57 | 28.27 | 26.86 | 25.53
2017-06-09 | 24.84 | 21.54 | 26.58 | 25.82 | 28.48
2017-06-10 | 25.61 | 25.03 | 27.18 | 27.13 | 28.91
2017-06-11 | 27.23 | 26.12 | 27.7 | 27.97 | 27.13
2017-06-12 | 28.14 | 27.2 | 27.81 | 28.36 | 26.75
2017-06-13 | 28.39 | 28.27 | 29.15 | 29.42 | 26.63
2017-06-14 | 29.26 | 28.41 | 29.74 | 30.19 | 28.39
2017-06-15 | 29.38 | 28.8 | 29.95 | 30.2 | 30.68
2017-06-16 | 29.43 | 28.83 | 30 | 30.42 | 29.01
2017-06-17 | 28.68 | 28.51 | 29.89 | 30.32 | 29.21
2017-06-18 | 28.56 | 28.04 | 29.75 | 30.4 | 29.72
2017-06-19 | 29.23 | 27 | 30.06 | 29.35 | 28.39
2017-06-20 | 28.9 | 27.39 | 31.25 | 29.96 | 30.5
2017-06-21 | 26.48 | 26.97 | 30.46 | 29.28 | 31.76
2017-06-22 | 26.52 | 28.26 | 30.9 | 30.46 | 32.82
2017-06-23 | 29.91 | 30.61 | 32.86 | 32.33 | 33.88
2017-06-24 | 26.5 | 23.89 | 29.26 | 27.66 | 29.08
2017-06-25 | 26.68 | 24.93 | 26.19 | 27.19 | 28.23
2017-06-26 | 26.81 | 24.55 | 27.45 | 27.55 | 26.31
2017-06-27 | 25.81 | 26.29 | 26.53 | 26.92 | 27.63
2017-06-28 | 26.6 | 27.03 | 27.9 | 27.84 | 29.28
2017-06-29 | 27.99 | 28.24 | 30.07 | 29.85 | 29.24
2017-06-30 | 28.46 | 29.74 | 30.36 | 30.59 | 30.02
2017-07-01 | 28.3 | 25.92 | 29.54 | 29.71 | 29.34
2017-07-02 | 28.68 | 27.5 | 29.84 | 29.26 | 28.82
2017-07-03 | 29.22 | 27.83 | 30.34 | 30.65 | 30.7
2017-07-04 | 28.83 | 27.66 | 30.62 | 30.62 | 31.01
2017-07-05 | 29.32 | 27.29 | 30.52 | 30.4 | 29.71
2017-07-06 | 29.19 | 27.19 | 29.99 | 30.16 | 29.28
2017-07-07 | 28.62 | 28.22 | 29 | 29.51 | 27.52
2017-07-08 | 28.53 | 28.78 | 30.67 | 30.1 | 28.87
2017-07-09 | 28.34 | 26.63 | 31.44 | 30.31 | 28.48
2017-07-10 | 26.87 | 27.48 | 30.93 | 30.83 | 28.91
2017-07-11 | 28 | 28.73 | 30.06 | 30.47 | 30.65
2017-07-12 | 28.23 | 28.71 | 28.56 | 30.89 | 29.52
2017-07-13 | 29.01 | 29.44 | 28.8 | 31.14 | 28.89
2017-07-14 | 29.08 | 30.15 | 30.45 | 31.73 | 23.74
2017-07-15 | 28.87 | 28.42 | 30.88 | 31.72 | 23.15
2017-07-16 | 27.51 | 30.04 | 28.59 | 29.26 | 23.9
2017-07-17 | 27.82 | 29.89 | 28.38 | 29.77 | 26.44
2017-07-18 | 28.28 | 30.65 | 28.63 | 30.9 | 26.91
2017-07-19 | 28.97 | 31.11 | 29.17 | 31.17 | 25.82
2017-07-20 | 29.54 | 31.65 | 30.76 | 32.16 | 25.95
2017-07-21 | 29.55 | 31.88 | 31.14 | 32.79 | 25.25
2017-07-22 | 28.57 | 32 | 31.2 | 32.8 | 24.94
2017-07-23 | 28.34 | 31.7 | 30.37 | 31.33 | 25.54
2017-07-24 | 28.98 | 26.87 | 30.83 | 30.38 | 26.16
2017-07-25 | 28.46 | 29.6 | 30.56 | 30.85 | 27.73
2017-07-26 | 29.09 | 30.51 | 30.19 | 31.59 | 29
2017-07-27 | 29.68 | 31.62 | 31.15 | 31.95 | 27.72
2017-07-28 | 30.46 | 32.46 | 31.74 | 32.73 | 28.87
2017-07-29 | 30.71 | 31.77 | 32.67 | 33.62 | 27.07
2017-07-30 | 30 | 29.47 | 33.32 | 33.06 | 27.08
2017-07-31 | 27.9 | 28.13 | 31.88 | 31.06 | 27.03
2017-08-01 | 29.54 | 27.85 | 31.63 | 31.62 | 24.34
2017-08-02 | 27.79 | 25.17 | 30.52 | 29.49 | 25.37
2017-08-03 | 28.47 | 27.82 | 29 | 29 | 26.06
2017-08-04 | 29.12 | 28.32 | 30.6 | 31.13 | 27.14
2017-08-05 | 28.93 | 29.43 | 29.92 | 31.39 | 28.26
2017-08-06 | 29.23 | 30.33 | 30.72 | 31.03 | 28.7
2017-08-07 | 27.41 | 27.93 | 26.11 | 26.67 | 28.63
2017-08-08 | 26.39 | 27.17 | 28.02 | 27.29 | 26.97
2017-08-09 | 27.8 | 27.88 | 28.5 | 28.16 | 27.75
2017-08-10 | 29.19 | 29.91 | 29.33 | 29.94 | 29.25
2017-08-11 | 29.19 | 29.74 | 29.57 | 30.67 | 27.01
2017-08-12 | 29.24 | 28.89 | 30.33 | 30.89 | 26.11
2017-08-13 | 29.7 | 26.83 | 30.45 | 31.09 | 27.01
2017-08-14 | 29.83 | 28.1 | 29.99 | 30 | 27.36
2017-08-15 | 29.8 | 28.45 | 30.22 | 30.51 | 26.19
2017-08-16 | 29.61 | 28.1 | 30.19 | 30.97 | 26.93
2017-08-17 | 29.84 | 27.89 | 29.53 | 30.65 | 28.6
2017-08-18 | 29.83 | 27.35 | 29.92 | 31.08 | 28.12
2017-08-19 | 30.34 | 29.36 | 30.15 | 31.69 | 25.37
2017-08-20 | 30.18 | 29.73 | 30.34 | 31.5 | 22.1
2017-08-21 | 29.79 | 29.64 | 30.27 | 31.42 | 24.42
2017-08-22 | 29.84 | 29.98 | 30.63 | 31.74 | 26.4
2017-08-23 | 29.53 | 26.61 | 30.73 | 31.4 | 24.67
2017-08-24 | 29.25 | 26.47 | 28.67 | 29.02 | 23.79
2017-08-25 | 25.93 | 26.03 | 27.22 | 27.74 | 25.03
2017-08-26 | 26.65 | 25.12 | 24.19 | 24.29 | 25.24
2017-08-27 | 25.95 | 24.81 | 24.2 | 23.24 | 25.06
2017-08-28 | 24.43 | 25.35 | 24.66 | 23.07 | 24.79
2017-08-29 | 22.97 | 25.54 | 25.15 | 25.07 | 24.62
2017-08-30 | 23.58 | 25.12 | 25.28 | 25.33 | 23.58
2017-08-31 | 26.1 | 25.25 | 24.92 | 25.52 | 23.64
2017-09-01 | 26.28 | 25.14 | 25.68 | 25.71 | 23.94
2017-09-02 | 26.41 | 27.06 | 25.79 | 26.1 | 25.12
2017-09-03 | 26.37 | 28.46 | 25.75 | 26.39 | 25.9
2017-09-04 | 26.13 | 28.57 | 25.76 | 25.87 | 25.24
2017-09-05 | 26.69 | 26.42 | 26.62 | 26.85 | 24.89
2017-09-06 | 22.27 | 21.99 | 23.35 | 23.3 | 23.89
2017-09-07 | 20.23 | 21.93 | 21.5 | 20.72 | 25.37
2017-09-08 | 20.8 | 22.27 | 21.48 | 21.58 | 25.85
2017-09-09 | 21.32 | 23.06 | 22.5 | 22.32 | 24.41
2017-09-10 | 21.51 | 22.69 | 22.8 | 22.5 | 24.11
2017-09-11 | 21.16 | 22.66 | 22.95 | 22.85 | 23.91
2017-09-12 | 22.03 | 21.97 | 24.51 | 24 | 25.38
2017-09-13 | 23.21 | 23.74 | 25.16 | 25.42 | 27.58
2017-09-14 | 24.78 | 26.84 | 27.06 | 26.81 | 26.75
2017-09-15 | 25.36 | 27.99 | 26.88 | 26.85 | 26.08
2017-09-16 | 25.99 | 28.64 | 27.16 | 27.75 | 25.23
2017-09-17 | 26.34 | 27.67 | 27.46 | 27.33 | 25.65
2017-09-18 | 26.71 | 28.17 | 27.8 | 27.53 | 26.7
2017-09-19 | 26.76 | 29.23 | 27.56 | 27.49 | 26.11
2017-09-20 | 27.41 | 29.69 | 28.29 | 28.73 | 25.06
2017-09-21 | 26.12 | 28.98 | 27.77 | 27.47 | 25.17
2017-09-22 | 25.96 | 28.91 | 27.5 | 27.27 | 25.89
2017-09-23 | 25.83 | 28.69 | 27.13 | 26.89 | 24.5
2017-09-24 | 25.6 | 28.42 | 26.9 | 26.72 | 23.36
2017-09-25 | 25.62 | 27.93 | 25.25 | 26.04 | 23.26
2017-09-26 | 25.93 | 27.07 | 24.34 | 25.57 | 20.61
2017-09-27 | 26.84 | 25.68 | 23.58 | 25.21 | 18.58
2017-09-28 | 26.51 | 22.65 | 23.58 | 24.59 | 19.6
2017-09-29 | 24.95 | 20.69 | 22.52 | 23.21 | 20.57
2017-09-30 | 22.67 | 22.52 | 22.3 | 22.61 | 20.87
2017-10-01 | 23.73 | 22.86 | 23.1 | 22.87 | 22.75
2017-10-02 | 25.33 | 25.4 | 24 | 24.55 | 22.26
2017-10-03 | 26.62 | 26.44 | 25.36 | 26.07 | 24.08
2017-10-04 | 25.19 | 25.7 | 25.43 | 25.7 | 23.64
2017-10-05 | 23.99 | 25.17 | 24.45 | 24.75 | 24.31
2017-10-06 | 23.38 | 25.35 | 24.07 | 23.98 | 24.16
2017-10-07 | 25.18 | 23.87 | 23.81 | 24.81 | 19.55
2017-10-08 | 25.86 | 22.63 | 24.64 | 24.7 | 19.88
2017-10-09 | 26.33 | 25.39 | 26.24 | 26.39 | 18.97
2017-10-10 | 21.88 | 16.76 | 19.15 | 19.25 | 13.48
2017-10-11 | 19.89 | 17.25 | 19.66 | 19.51 | 17.26
2017-10-12 | 23.75 | 22.71 | 23.71 | 24.19 | 22.33
2017-10-13 | 25.85 | 25.89 | 25.16 | 25.53 | 24.04
2017-10-14 | 26.22 | 26.53 | 25.68 | 26.08 | 23.59
2017-10-15 | 23.71 | 18.56 | 21.83 | 21.81 | 16.03
2017-10-16 | 17.6 | 15.75 | 16.9 | 16.75 | 16.32
2017-10-17 | 16.2 | 16.03 | 16.96 | 16.26 | 19.46
2017-10-18 | 18.02 | 17.71 | 18.19 | 18.11 | 21.81
2017-10-19 | 21.28 | 19.39 | 20.85 | 20.92 | 21.28
2017-10-20 | 23.01 | 22.08 | 22.5 | 22.44 | 19.92
2017-10-21 | 25.48 | 24.12 | 24.67 | 25.5 | 18.72
2017-10-22 | 20.97 | 18.18 | 21.04 | 20.97 | 16.52
2017-10-23 | 17.6 | 17.98 | 19.17 | 18.97 | 18.5
2017-10-24 | 16.2 | 14.76 | 17.92 | 17.03 | 14.63
2017-10-25 | 14.43 | 15.41 | 17.59 | 16.59 | 15.26
2017-10-26 | 17.34 | 18.72 | 18.51 | 18.65 | 17.97
2017-10-27 | 15.18 | 9.1 | 13.79 | 12.84 | 10.91
2017-10-28 | 8.47 | 7.29 | 10.16 | 8.86 | 10.31
2017-10-29 | 11 | 12.75 | 12.93 | 13.41 | 13.22
2017-10-30 | 16.05 | 14.36 | 15.58 | 15.94 | 15.71
2017-10-31 | 19.39 | 9.91 | 13.94 | 13.84 | 12.23
2017-11-01 | 21.16 | 16.36 | 18.31 | 18.14 | 15.39
2017-11-02 | 24.34 | 21.73 | 22.56 | 23.67 | 15.66
2017-11-03 | 24.67 | 16.1 | 24.32 | 24.62 | 16.88
2017-11-04 | 23.68 | 22.57 | 23.61 | 23.99 | 18.18
2017-11-05 | 24.61 | 24.15 | 23.68 | 24.41 | 17.08
2017-11-06 | 24.47 | 18.87 | 22.36 | 23.96 | 17.62
2017-11-07 | 23.58 | 12.49 | 21.3 | 21.28 | 18.75
2017-11-08 | 14.23 | 7.8 | 12 | 10.71 | 13.44
2017-11-09 | 13.38 | 9.19 | 12.39 | 10.76 | 12.03
2017-11-10 | 13.72 | 11.69 | 13.54 | 12.8 | 14.7
2017-11-11 | 15.72 | 15.37 | 17.05 | 17.06 | 17.38
2017-11-12 | 18.1 | 16.94 | 20.36 | 19.02 | 16.29
2017-11-13 | 18.41 | 15.83 | 19.4 | 18.29 | 15.83
2017-11-14 | 18.05 | 18.93 | 19.8 | 19.6 | 17.23
2017-11-15 | 19.69 | 19.65 | 21.3 | 20.68 | 15.38
2017-11-16 | 20.89 | 18.48 | 22.17 | 21.75 | 16.04
2017-11-17 | 22.6 | 22.35 | 22.43 | 22.96 | 17.15
2017-11-18 | 21.03 | 16.14 | 19.4 | 19.5 | 12.16
2017-11-19 | 11.98 | 9.97 | 11.9 | 11.77 | 8.03
2017-11-20 | 11.83 | 10.51 | 12.15 | 12.46 | 10.21
2017-11-21 | 16.22 | 12.75 | 14.95 | 14.89 | 12.3
2017-11-22 | 13.75 | 7.18 | 12.34 | 11.44 | 11.78
2017-11-23 | 10.84 | 10.14 | 11.97 | 10.8 | 13.54
2017-11-24 | 13.4 | 13.11 | 14.14 | 14.15 | 14.36
2017-11-25 | 16.9 | 14 | 16.06 | 15.83 | 14.66
2017-11-26 | 16.1 | 13.31 | 17.58 | 16.02 | 14.86
2017-11-27 | 13.63 | 14.83 | 17.13 | 15.76 | 14.92
2017-11-28 | 16.26 | 16.31 | 17.7 | 16.63 | 12.71
2017-11-29 | 17.08 | 13.01 | 17.36 | 15.83 | 9.81
2017-11-30 | 14.88 | 12.19 | 17.96 | 15.63 | 12.31
2017-12-01 | 14.9 | 13.62 | 17.69 | 15.44 | 13.07
2017-12-02 | 16.21 | 16.89 | 18.04 | 17.23 | 13.07
2017-12-03 | 17.77 | 17.98 | 20.55 | 18.48 | 14.09
2017-12-04 | 21.45 | 20.66 | 22.12 | 22.39 | 13.79
2017-12-05 | 16.5 | 8.79 | 15.57 | 14.24 | 7.76
2017-12-06 | 7.45 | 7.8 | 6.25 | 6.25 | 6.06
2017-12-07 | 5.05 | 3.15 | 3.79 | 5.05 | 0.15
2017-12-08 | 2.11 | 1.08 | 4.85 | 4.06 | 0.37
2017-12-09 | 5.14 | 5.63 | 8.95 | 7.57 | 4.95
2017-12-10 | 8.01 | 8.76 | 9.95 | 9.61 | 7.31
2017-12-11 | 9.45 | 11.32 | 11.38 | 12.01 | 7.31
2017-12-12 | 8.46 | 7.49 | 10.36 | 9.65 | 6.45
2017-12-13 | 6.99 | 9.91 | 8.69 | 8.13 | 8.1
2017-12-14 | 10.11 | 8.34 | 11.52 | 10.43 | 7.6
2017-12-15 | 8.76 | 5.93 | 9.83 | 9.4 | 3.76
2017-12-16 | 8.36 | 7.23 | 7 | 7.46 | 4.29
2017-12-17 | 11.15 | 7.65 | 8.74 | 8.66 | 6.61
2017-12-18 | 15.35 | 8.48 | 11.44 | 10.26 | 7.51
2017-12-19 | 20.54 | 11.72 | 14.56 | 16.5 | 6.69
2017-12-20 | 16.39 | 11.47 | 12.91 | 13.43 | 6.81
2017-12-21 | 16.59 | 13.41 | 16.1 | 16.47 | 8.46
2017-12-22 | 19.36 | 5.45 | 16.6 | 14.32 | 2.55
2017-12-23 | 7.13 | 3.54 | 8.39 | 6.08 | 4.52
2017-12-24 | 8.61 | 2.84 | 8.76 | 6.28 | 7.37
2017-12-25 | 5.59 | 1.56 | 5.92 | 4.76 | 8.04
2017-12-26 | 8.37 | 2.16 | 9.12 | 5.78 | 10.55
2017-12-27 | 5.61 | 0.98 | 4.4 | 4.53 | 6.85
2017-12-28 | 5.87 | 2.33 | 6.23 | 5.08 | 9.05
2017-12-29 | 7.45 | 4.28 | 7.86 | 6.49 | 10.22
2017-12-30 | 12.49 | 3.59 | 11.13 | 9.09 | 10.02
2017-12-31 | 7.28 | -2.21 | 4.27 | 1.76 | 8.84
2018-01-01 | -0.38 | -5.08 | -2.26 | -3.16 | 0.24
2018-01-02 | -1.02 | -3.67 | -1.28 | -2.59 | 2.11
2018-01-03 | -0.12 | -1.1 | 3.94 | 1.23 | 3.27
2018-01-04 | 3.21 | 1.6 | 5.25 | 4.33 | 5.95
2018-01-05 | 6.05 | 4.94 | 7.79 | 7.52 | 8.45
2018-01-06 | 7.85 | 7.25 | 9.62 | 8.64 | 8.89
2018-01-07 | 13.14 | 9.83 | 13.88 | 13.53 | 10.45
2018-01-08 | 11.92 | 7.14 | 12.05 | 11.26 | 9.67
2018-01-09 | 9.14 | 5.91 | 10.31 | 9.64 | 12.27
2018-01-10 | 13.44 | 9.65 | 11.96 | 11.96 | 10.2
2018-01-11 | 13.34 | 6.9 | 11.93 | 11.54 | 8.01
2018-01-12 | 2.08 | -1.47 | 6.78 | 3.5 | 8.61
2018-01-13 | 2.28 | 0.04 | 4.43 | 2.23 | 6.87
2018-01-14 | 3.32 | 2.53 | 6.09 | 4.57 | 8.19
2018-01-15 | 9.31 | 3.63 | 11.09 | 9.72 | 7.33
2018-01-16 | -0.96 | -5.41 | -0.9 | -2.51 | -1.54
2018-01-17 | -3.58 | -4.18 | -1.31 | -4.07 | -0.22
2018-01-18 | -0.31 | -0.67 | 2.74 | 0.33 | 3.79
2018-01-19 | 6.32 | 4.5 | 5.97 | 6.15 | 6.27
2018-01-20 | 15.28 | 12.79 | 10.47 | 11.84 | 8.63
2018-01-21 | 18.35 | 15.25 | 15.49 | 17.11 | 4.16
2018-01-22 | 13.01 | 7.57 | 9.77 | 9.75 | 1.99
2018-01-23 | 8.06 | 6.12 | 9.39 | 7.99 | 4.43
2018-01-24 | 9.43 | 7.58 | 9.16 | 8.84 | 4.51
2018-01-25 | 8.58 | 8.22 | 10.1 | 10.29 | 6.38
2018-01-26 | 12.83 | 12.57 | 13.6 | 12.99 | 7.11
2018-01-27 | 15.54 | 12.93 | 16.05 | 14.84 | 5.9
2018-01-28 | 14.43 | 8.69 | 12.78 | 12 | 7.7
2018-01-29 | 9.21 | 4.69 | 11.1 | 8.77 | 7.61
2018-01-30 | 7.59 | 6.51 | 8.95 | 8.37 | 8.61
2018-01-31 | 11.55 | 11.75 | 12.18 | 12.05 | 10.06
2018-02-01 | 16.3 | 10.36 | 15.11 | 14.16 | 10.63
2018-02-02 | 10 | 4.74 | 9.99 | 8.39 | 8.29
2018-02-03 | 10.37 | 7.39 | 12.33 | 10.04 | 11.76
2018-02-04 | 15.65 | 8.9 | 15.86 | 13.41 | 12.07
2018-02-05 | 12.37 | 2.11 | 10.97 | 7.49 | 12.47
2018-02-06 | 16.14 | 3.39 | 13.27 | 8.28 | 13.18
2018-02-07 | 7.07 | 2.04 | 6.94 | 4.7 | 10.72
2018-02-08 | 8.33 | 5.09 | 7.67 | 6.31 | 11.19
2018-02-09 | 15.51 | 11.44 | 12.27 | 12.73 | 12.49
2018-02-10 | 16.91 | 4.1 | 14.5 | 11.91 | 12.1
2018-02-11 | 4.93 | -0.79 | 4.96 | 1.68 | 8.47
2018-02-12 | 5.33 | 1.32 | 5.68 | 2.61 | 8.98
2018-02-13 | 8.63 | 6.02 | 8.85 | 7.39 | 12.03
2018-02-14 | 18.41 | 13.61 | 14.9 | 14.8 | 14.13
2018-02-15 | 19.68 | 18.97 | 19.28 | 20.01 | 13.22
2018-02-16 | 19.74 | 11.57 | 18.93 | 17.64 | 11.28
2018-02-17 | 16.88 | 10.49 | 17.6 | 12.8 | 10.6
2018-02-18 | 18.09 | 12.28 | 18.02 | 15.47 | 13.59
2018-02-19 | 20.42 | 19.47 | 21.26 | 21.23 | 12.51
2018-02-20 | 21.66 | 15.66 | 20.88 | 20.98 | 9.91
2018-02-21 | 18.86 | 1.56 | 11.55 | 8.23 | 7.82
2018-02-22 | 17.42 | 1.9 | 9.66 | 7.08 | 6.16
2018-02-23 | 19.88 | 6.37 | 16.89 | 14.47 | 9.65
2018-02-24 | 21.78 | 11.34 | 20.07 | 20.03 | 5.03
2018-02-25 | 18.52 | 9.87 | 15.55 | 11.55 | 4.99
2018-02-26 | 15.02 | 11.06 | 15.73 | 12.92 | 8.73
2018-02-27 | 19.78 | 14.05 | 19.93 | 18.59 | 11.44
2018-02-28 | 22.44 | 18.95 | 21.99 | 21.31 | 7.35
2018-03-01 | 19.23 | 13.32 | 17.35 | 16.85 | 6.53
2018-03-02 | 16.1 | 11.68 | 15.29 | 14.45 | 11.29
2018-03-03 | 16.05 | 14.23 | 18.1 | 16.63 | 13.2
2018-03-04 | 19.93 | 18.24 | 21.61 | 20.22 | 11.77
2018-03-05 | 21.17 | 15.91 | 21.65 | 20.14 | 8.23
2018-03-06 | 15.07 | 10.46 | 16.2 | 14.21 | 9.63
2018-03-07 | 10.67 | 6.82 | 13.11 | 10.71 | 10.96
2018-03-08 | 10.75 | 9.99 | 13.26 | 11.55 | 14.38
2018-03-09 | 15.8 | 14.73 | 17.2 | 15.89 | 15.47
2018-03-10 | 21.57 | 19.3 | 22.46 | 22.13 | 15.59
2018-03-11 | 19 | 13.64 | 16.26 | 16.31 | 10.58
2018-03-12 | 11.69 | 8.55 | 12.39 | 11.03 | 10.54
2018-03-13 | 12.18 | 8.74 | 13.35 | 12.29 | 12.63
2018-03-14 | 12.73 | 10.24 | 13.99 | 12.99 | 14.63
2018-03-15 | 16.27 | 14.8 | 16.69 | 16.85 | 15.64
2018-03-16 | 21.92 | 18.59 | 22.23 | 22.2 | 13.29
2018-03-17 | 21.72 | 15.51 | 22.17 | 20.93 | 15.2
2018-03-18 | 21.81 | 17.66 | 23.15 | 22.33 | 12.59
2018-03-19 | 20.43 | 14.32 | 20.67 | 19.47 | 8.64
2018-03-20 | 13.71 | 10.36 | 16.45 | 14.06 | 11.77
2018-03-21 | 14.48 | 13.57 | 16.73 | 15.46 | 17.37
2018-03-22 | 16.37 | 16.2 | 18.66 | 17.92 | 20.27
2018-03-23 | 19.78 | 19.16 | 21.54 | 20.56 | 20.76
2018-03-24 | 22.19 | 20.84 | 21.9 | 22.85 | 18.81
2018-03-25 | 22.4 | 19.95 | 23.33 | 22.91 | 19.18
2018-03-26 | 22.87 | 21.74 | 24.22 | 23.79 | 14.73
2018-03-27 | 23.29 | 18.18 | 22.79 | 22.97 | 13.15
2018-03-28 | 22.25 | 15.47 | 19.64 | 19.68 | 10.71
2018-03-29 | 20.66 | 15.38 | 18.44 | 18.05 | 14.19
2018-03-30 | 17.69 | 13.63 | 17.56 | 16.44 | 17.36
2018-03-31 | 18.45 | 17.53 | 19.8 | 18.9 | 18.65
2018-04-01 | 20.44 | 16.24 | 21.71 | 20.57 | 19.6
2018-04-02 | 22.45 | 10.96 | 23.05 | 21.48 | 18.55
2018-04-03 | 23.17 | 18.37 | 22.93 | 22.25 | 18.36
2018-04-04 | 15.79 | 9.97 | 15.39 | 14.03 | 15.61
2018-04-05 | 17.62 | 14.81 | 19.94 | 18.49 | 19.37
2018-04-06 | 22.3 | 19.55 | 24.27 | 23.52 | 19.47
2018-04-07 | 13.92 | 4.76 | 12.33 | 9.77 | 21.73
2018-04-08 | 11.91 | 8.27 | 13.24 | 10.98 | 21.88
2018-04-09 | 15.72 | 13.3 | 16.52 | 15.06 | 19.36
2018-04-10 | 17.16 | 13.61 | 17.83 | 16.41 | 18.61
2018-04-11 | 17.52 | 16.76 | 19.16 | 18.18 | 22.31
2018-04-12 | 20.95 | 20.56 | 23.06 | 22.19 | 22.79
2018-04-13 | 23.48 | 22.47 | 24.6 | 24.07 | 13.54
2018-04-14 | 15.25 | 10.72 | 16.63 | 15.2 | 11.49
2018-04-15 | 12.05 | 9.13 | 16.72 | 13.72 | 15.96
2018-04-16 | 16.71 | 15.7 | 19.37 | 17.86 | 18.71
2018-04-17 | 20.09 | 20.3 | 21.78 | 21.19 | 19.27
2018-04-18 | 21.84 | 18.16 | 22.02 | 21.57 | 17.89
2018-04-19 | 18.46 | 13.47 | 18.57 | 17.23 | 19.22
2018-04-20 | 14.93 | 13.85 | 17.48 | 15.62 | 17.29
2018-04-21 | 19.56 | 15.29 | 21.46 | 18.27 | 15.45
2018-04-22 | 17.69 | 13.77 | 19.4 | 17.43 | 17.34
2018-04-23 | 17.64 | 16.5 | 21.51 | 19.58 | 21.3
2018-04-24 | 21.75 | 20.04 | 23.46 | 22.43 | 23.82
2018-04-25 | 22.08 | 14.28 | 19.8 | 20.63 | 17.27
2018-04-26 | 17.31 | 14.5 | 18.82 | 17.4 | 19.85
2018-04-27 | 18.85 | 17.94 | 19.93 | 20.07 | 16.93
2018-04-28 | 21.52 | 20.07 | 22.02 | 21.56 | 20.96
2018-04-29 | 20.82 | 20.71 | 20.93 | 20.84 | 23.07
2018-04-30 | 21.62 | 20.65 | 22.55 | 21.68 | 21.56
2018-05-01 | 23.94 | 22.98 | 25.51 | 24.33 | 20.33
2018-05-02 | 26.01 | 24.89 | 26.5 | 26.49 | 19.78
2018-05-03 | 25.97 | 23.04 | 26.32 | 25.48 | 16.92
2018-05-04 | 25.2 | 20.08 | 22.95 | 21.66 | 19.05
2018-05-05 | 22.97 | 20.05 | 22.25 | 20.67 | 20.85
2018-05-06 | 23.56 | 22.15 | 23.67 | 22.59 | 23.43
2018-05-07 | 25.15 | 23.79 | 24.04 | 23.24 | 25.51
2018-05-08 | 25.26 | 24.01 | 24.09 | 24.09 | 27.76
2018-05-09 | 24.82 | 23.92 | 24.32 | 23.95 | 27.4
2018-05-10 | 24.77 | 23.6 | 24.86 | 24.55 | 28.29
2018-05-11 | 26.31 | 25.21 | 25.92 | 25.8 | 26.76
2018-05-12 | 27.2 | 25.78 | 27.11 | 26.89 | 25.12
2018-05-13 | 27.69 | 26.27 | 26.57 | 26.8 | 24.51
2018-05-14 | 27.13 | 25.29 | 25.97 | 25.97 | 25.24
2018-05-15 | 27.12 | 25.83 | 27.33 | 26.32 | 26.02
2018-05-16 | 27.32 | 24.91 | 28.5 | 27.51 | 27.46
2018-05-17 | 28.52 | 26.25 | 29.21 | 28.14 | 26.96
2018-05-18 | 28.17 | 28.09 | 28.44 | 27.57 | 23.56
2018-05-19 | 28.24 | 27.18 | 28.05 | 27.57 | 23.56
2018-05-20 | 27.34 | 23.81 | 26.26 | 25.73 | 23.44
2018-05-21 | 25.49 | 25.32 | 25.68 | 24.71 | 25.16
2018-05-22 | 25.72 | 25.63 | 26.53 | 25.62 | 24.38
2018-05-23 | 25.94 | 26.59 | 26.67 | 26.15 | 24.8
2018-05-24 | 26.38 | 26.89 | 27.71 | 27.07 | 25.67
2018-05-25 | 27.66 | 26.87 | 28.75 | 27.88 | 26.52
2018-05-26 | 28.18 | 28.55 | 29.91 | 29.55 | 28.32
2018-05-27 | 28.76 | 29.29 | 30.29 | 29.7 | 26.83
2018-05-28 | 29.62 | 28.74 | 30.26 | 29.56 | 25.51
2018-05-29 | 29.7 | 30 | 30.64 | 30.08 | 26.83
2018-05-30 | 29.11 | 30.36 | 30.45 | 30.03 | 27.01
2018-05-31 | 29.75 | 30.19 | 30.58 | 30.41 | 27.46
2018-06-01 | 30.62 | 30.97 | 31.16 | 30.98 | 28.7
2018-06-02 | 30.58 | 31.98 | 31.64 | 31.67 | 29.8
2018-06-03 | 29.61 | 29.35 | 31.38 | 28.1 | 27.01
2018-06-04 | 29.74 | 25.03 | 30.29 | 26.78 | 27.12
2018-06-05 | 30.37 | 28.96 | 31.73 | 29.27 | 29.56
2018-06-06 | 29.95 | 29.41 | 31.88 | 29.71 | 29.97
2018-06-07 | 29.9 | 28.67 | 30.98 | 29.7 | 30.84
2018-06-08 | 30.08 | 27.76 | 30.39 | 29.3 | 31.23
2018-06-09 | 29.73 | 29.28 | 30.44 | 29.39 | 27.98
2018-06-10 | 30.31 | 29.92 | 30.31 | 30.12 | 28.79
2018-06-11 | 30.28 | 29.46 | 30.77 | 30.38 | 29.29
2018-06-12 | 29.96 | 30.04 | 30.43 | 30.32 | 30.96
2018-06-13 | 29.94 | 31.02 | 29.68 | 30 | 30.79
2018-06-14 | 29.59 | 31.74 | 29.42 | 29.49 | 30.23
2018-06-15 | 29.39 | 31.63 | 29.46 | 30.13 | 29.4
2018-06-16 | 29.97 | 31.44 | 29.41 | 30.12 | 23.93
2018-06-17 | 28.81 | 31.19 | 30.05 | 29.94 | 24.37
2018-06-18 | 26.52 | 29.59 | 29.34 | 28.69 | 28.17
2018-06-19 | 25.52 | 28.67 | 25.57 | 25.6 | 29.42
2018-06-20 | 26.04 | 28.72 | 26.33 | 25.6 | 29.68
2018-06-21 | 26.83 | 31.4 | 27.88 | 29.1 | 30.64
2018-06-22 | 28.26 | 33.15 | 29.16 | 30.61 | 31.46
2018-06-23 | 28.67 | 31.8 | 29.07 | 30.25 | 30.64
2018-06-24 | 28.6 | 31 | 29.08 | 29.87 | 29.71
2018-06-25 | 28.1 | 30.5 | 28.02 | 28.83 | 29.8
2018-06-26 | 28.57 | 31.88 | 28.27 | 29.54 | 31.61
2018-06-27 | 29.25 | 32.99 | 29.96 | 30.76 | 32.67
2018-06-28 | 29.62 | 33.13 | 30.02 | 31.1 | 32.15
2018-06-29 | 29.63 | 32.8 | 29.67 | 31.04 | 29.07
2018-06-30 | 29.75 | 32.32 | 29.92 | 31.26 | 27.89
2018-07-01 | 29.88 | 32.49 | 30.22 | 31.5 | 28.91
2018-07-02 | 30.06 | 33.27 | 30.64 | 31.67 | 30.7
2018-07-03 | 30.38 | 33.67 | 31.24 | 32.17 | 30.78
2018-07-04 | 24.95 | 30.8 | 28.73 | 28.48 | 31.37
2018-07-05 | 27.61 | 31.18 | 27.74 | 28.56 | 29.05
2018-07-06 | 27.98 | 30.93 | 28.25 | 29.56 | 27.58
2018-07-07 | 27.21 | 30.21 | 27.44 | 27.63 | 26.69
2018-07-08 | 26.66 | 30.32 | 26.71 | 27.53 | 25.55
2018-07-09 | 27.1 | 29.13 | 25.22 | 25.87 | 24.56
2018-07-10 | 28.35 | 28.32 | 27.42 | 28.17 | 25.04
2018-07-11 | 28.53 | 29.75 | 27.91 | 29.16 | 24.11
2018-07-12 | 28.38 | 29.85 | 28.4 | 29.65 | 24.98
2018-07-13 | 28.36 | 28.41 | 28.47 | 29.57 | 25.98
2018-07-14 | 28.37 | 31.48 | 28.38 | 29.46 | 26.45
2018-07-15 | 28.95 | 32.14 | 28.37 | 29.16 | 26.33
2018-07-16 | 29.23 | 33.28 | 29.19 | 30.37 | 25.5
2018-07-17 | 29.44 | 34.37 | 29.41 | 30.59 | 27.2
2018-07-18 | 30.2 | 34.74 | 30.5 | 31.88 | 29.75
2018-07-19 | 30.41 | 36.21 | 30.53 | 31.53 | 32.09
2018-07-20 | 30.8 | 35.97 | 30.64 | 32.52 | 31.57
2018-07-21 | 31.02 | 36.46 | 30.7 | 32.6 | 31.07
2018-07-22 | 30.94 | 36.94 | 31.63 | 33.21 | 31.95
2018-07-23 | 31.33 | 35.41 | 33.17 | 34.82 | 32.53
2018-07-24 | 30.37 | 33 | 33.59 | 33.3 | 30.1
2018-07-25 | 30.59 | 33.44 | 31.59 | 32.68 | 30.58
2018-07-26 | 30.42 | 34.64 | 30.64 | 32.37 | 27.61
2018-07-27 | 30.47 | 33.35 | 30.66 | 32.53 | 24.99
2018-07-28 | 30.94 | 32.24 | 31.33 | 32.49 | 28.52
2018-07-29 | 31.77 | 33.61 | 32.15 | 33.24 | 30.86
2018-07-30 | 31.56 | 31.09 | 32.69 | 32.97 | 31.38
2018-07-31 | 27.27 | 28.76 | 28.32 | 31.15 | 26.51
2018-08-01 | 28.19 | 28.86 | 29.86 | 29.74 | 27.93
2018-08-02 | 28.7 | 30.35 | 28.65 | 30.11 | 30.24
2018-08-03 | 29.21 | 30.8 | 29.95 | 31.1 | 28.82
2018-08-04 | 28.25 | 31.59 | 29.78 | 30.55 | 30.45
2018-08-05 | 28.31 | 32.34 | 28.23 | 30.2 | 30.83
2018-08-06 | 29.15 | 32.81 | 29.76 | 30.82 | 29.3
2018-08-07 | 29.61 | 33.18 | 30.37 | 31.61 | 30.03
2018-08-08 | 29.87 | 31.5 | 30.86 | 32.08 | 29.72
2018-08-09 | 29.02 | 28.45 | 30.93 | 31.45 | 25.13
2018-08-10 | 28.52 | 26.3 | 30.06 | 29.32 | 23.7
2018-08-11 | 27.69 | 25.38 | 27.22 | 27.54 | 22.8
2018-08-12 | 27.73 | 25.26 | 26.26 | 26.08 | 23.41
2018-08-13 | 28.94 | 25.55 | 28.06 | 27.88 | 25.68
2018-08-14 | 29.38 | 26.62 | 28.49 | 28.98 | 27.94
2018-08-15 | 30.32 | 28.6 | 29.43 | 30.22 | 29.16
2018-08-16 | 29.7 | 28.94 | 29.09 | 30.08 | 28.21
2018-08-17 | 30.19 | 30.04 | 29.74 | 30.72 | 26.88
2018-08-18 | 30.5 | 30.07 | 29.94 | 30.92 | 27.17
2018-08-19 | 30.25 | 29.16 | 29.7 | 30.88 | 28.89
2018-08-20 | 30.82 | 28.69 | 29.63 | 31.14 | 27.71
2018-08-21 | 31.12 | 27.51 | 29.82 | 31.94 | 28.32
2018-08-22 | 31.2 | 27.67 | 30.52 | 30.82 | 26.9
2018-08-23 | 31.03 | 29.75 | 30.87 | 31.88 | 25.82
2018-08-24 | 30.93 | 30.89 | 30.36 | 31.68 | 25.68
2018-08-25 | 31.19 | 30.83 | 30.92 | 31.46 | 26.18
2018-08-26 | 31.08 | 30.65 | 31.08 | 31.95 | 28.12
2018-08-27 | 29.77 | 31.02 | 30.94 | 31.25 | 27.1
2018-08-28 | 29.6 | 30.82 | 30.59 | 31 | 28.24
2018-08-29 | 27.85 | 30.47 | 30.43 | 30.5 | 29.77
2018-08-30 | 28.79 | 30 | 29.87 | 30.27 | 29.41
2018-08-31 | 29.8 | 30.72 | 30.03 | 31.01 | 29.81
2018-09-01 | 28.78 | 30.79 | 30.55 | 31.29 | 25.92
2018-09-02 | 27.14 | 30.17 | 30.16 | 29.04 | 22.91
2018-09-03 | 25.99 | 26.37 | 27.54 | 27.29 | 25.03
2018-09-04 | 26.29 | 26.98 | 26.42 | 27.53 | 26.15
2018-09-05 | 28.03 | 27.38 | 27.23 | 27.82 | 25.33
2018-09-06 | 28.67 | 27.92 | 27.17 | 27.85 | 22.44
2018-09-07 | 28.17 | 27.18 | 26.96 | 27.31 | 22.24
2018-09-08 | 28.52 | 23.87 | 26.26 | 27.2 | 23.11
2018-09-09 | 27.13 | 23.13 | 23.6 | 23.46 | 24.11
2018-09-10 | 24.57 | 23.39 | 22.43 | 22.13 | 24.92
2018-09-11 | 24.73 | 24.06 | 23.99 | 24.01 | 25.4
2018-09-12 | 26.04 | 25.41 | 25.64 | 25.54 | 26.27
2018-09-13 | 25.66 | 26.74 | 24.71 | 25.87 | 26.76
2018-09-14 | 25.44 | 26.28 | 24.86 | 25.05 | 26.21
2018-09-15 | 26.83 | 26.5 | 24.22 | 25.82 | 25.32
2018-09-16 | 27.74 | 27.81 | 24.18 | 25.83 | 24.64
2018-09-17 | 28.11 | 28.95 | 25.37 | 26.5 | 25.32
2018-09-18 | 28.09 | 29.09 | 25.9 | 26.97 | 25.6
2018-09-19 | 28 | 29.06 | 25.6 | 26.72 | 26.12
2018-09-20 | 26.73 | 26.81 | 25.75 | 25.88 | 20.43
2018-09-21 | 26.68 | 25.33 | 25.97 | 26.28 | 21.54
2018-09-22 | 26.19 | 23.73 | 22.65 | 23.09 | 20.08
2018-09-23 | 24.5 | 21.87 | 22.28 | 22.2 | 21.12
2018-09-24 | 25.28 | 23.81 | 24.41 | 24.2 | 23.51
2018-09-25 | 26.83 | 25.56 | 25.98 | 26.53 | 25.62
2018-09-26 | 26.93 | 19.72 | 25.02 | 25.01 | 19.85
2018-09-27 | 22.66 | 18.94 | 20.97 | 20.79 | 21.29
2018-09-28 | 23.7 | 21.14 | 22.8 | 23.1 | 24.27
2018-09-29 | 23.37 | 22.47 | 22.78 | 22.97 | 23.89
2018-09-30 | 23.24 | 23.18 | 23.4 | 23.67 | 24.27
2018-10-01 | 24.26 | 24.44 | 24.06 | 24.65 | 23.08
2018-10-02 | 25.76 | 24.74 | 25.18 | 25.52 | 24.07
2018-10-03 | 26.52 | 26.12 | 25.41 | 26.09 | 24.94
2018-10-04 | 26.79 | 26.51 | 25.59 | 26.26 | 25.37
2018-10-05 | 26.44 | 26.39 | 25.66 | 26.47 | 25.37
2018-10-06 | 26.76 | 26.22 | 25.71 | 26.37 | 23.26
2018-10-07 | 26.57 | 25.14 | 25.08 | 25.69 | 21.52
2018-10-08 | 26.1 | 24.38 | 23.87 | 24.77 | 14.76
2018-10-09 | 25.97 | 22.71 | 24.45 | 24.97 | 13.83
2018-10-10 | 23.42 | 16.65 | 20.49 | 19.37 | 16.33
2018-10-11 | 20.11 | 15.83 | 18.58 | 18.48 | 18.22
2018-10-12 | 21.82 | 17.4 | 22.43 | 21.91 | 17.33
2018-10-13 | 25.01 | 18.16 | 25.36 | 24.94 | 17.14
2018-10-14 | 26.36 | 17.31 | 25.74 | 26.16 | 16.92
2018-10-15 | 18.11 | 6.48 | 10.89 | 9.46 | 7.62
2018-10-16 | 15.77 | 9 | 10.33 | 9.57 | 6.87
2018-10-17 | 16.55 | 10.27 | 12.89 | 12.75 | 9.87
2018-10-18 | 17.89 | 15.05 | 13 | 13.5 | 10.4
2018-10-19 | 21.05 | 14.72 | 17.92 | 17.43 | 14.39
2018-10-20 | 19.81 | 15.38 | 17.5 | 16.97 | 14.99
2018-10-21 | 17.11 | 13.23 | 15.56 | 15.35 | 14.42
2018-10-22 | 14.96 | 11.97 | 14.06 | 13.9 | 15.69
2018-10-23 | 15.28 | 14.72 | 13.95 | 14.27 | 15.4
2018-10-24 | 17.31 | 12.55 | 14.55 | 14.69 | 16.06
2018-10-25 | 16.99 | 13.27 | 16.59 | 15.53 | 16.34
2018-10-26 | 16.63 | 14.42 | 18.44 | 17.58 | 16.45
2018-10-27 | 18.4 | 18.19 | 18.57 | 18.89 | 17.09
2018-10-28 | 19.34 | 20.1 | 18.18 | 19.12 | 18.23
2018-10-29 | 20.54 | 20.16 | 20.27 | 20.37 | 18.04
2018-10-30 | 22.02 | 21.62 | 21.87 | 22.2 | 16.73
2018-10-31 | 22.59 | 16.08 | 20.26 | 20.11 | 13.07
2018-11-01 | 14.29 | 11.69 | 13.56 | 13.29 | 10.02
2018-11-02 | 13.75 | 13.21 | 14.15 | 14.4 | 11.67
2018-11-03 | 17.37 | 14.95 | 16.21 | 16.54 | 12.44
2018-11-04 | 18.17 | 12.7 | 17.1 | 16.14 | 12.39
2018-11-05 | 22.4 | 15.82 | 19.41 | 19.02 | 14.94
2018-11-06 | 24.44 | 17.57 | 21.58 | 21.19 | 15.31
2018-11-07 | 24.45 | 15.96 | 23.25 | 22.79 | 16.52
2018-11-08 | 20.06 | 12.55 | 17.89 | 15.08 | 15.13
2018-11-09 | 12.52 | 8.01 | 11.61 | 11.11 | 9.55
2018-11-10 | 8.97 | 4.89 | 9.07 | 8.27 | 9.68
2018-11-11 | 10.53 | 8.4 | 10.16 | 9.33 | 11.12
2018-11-12 | 9.84 | 4.79 | 8.41 | 7.32 | 2.33
2018-11-13 | 2.8 | -0.42 | 2.51 | 2.05 | 1.43
2018-11-14 | 2.58 | 0.57 | 4.59 | 2.59 | 5.79
2018-11-15 | 6.78 | 6.25 | 7.93 | 7.51 | 8.61
2018-11-16 | 10.06 | 10.46 | 9.64 | 10.64 | 9.06
2018-11-17 | 13.89 | 11.69 | 13.72 | 13.66 | 9.53
2018-11-18 | 12.46 | 5.18 | 11.05 | 9.87 | 7.87
2018-11-19 | 8.58 | 5.36 | 8.99 | 7.81 | 7.34
2018-11-20 | 9.27 | 6.31 | 9.38 | 8.33 | 8.11
2018-11-21 | 9.65 | 7.42 | 8.53 | 8.25 | 10.76
2018-11-22 | 12.15 | 9.4 | 10.94 | 11.58 | 9.87
2018-11-23 | 14.71 | 12.99 | 14.56 | 14.31 | 9.76
2018-11-24 | 15.22 | 12.58 | 15.25 | 14.01 | 10.33
2018-11-25 | 15.43 | 9.18 | 12.71 | 12.86 | 7.43
2018-11-26 | 6.98 | 3.3 | 8.5 | 6.29 | 5.94
2018-11-27 | 7.69 | 6.91 | 8.5 | 8.81 | 8.43
2018-11-28 | 13.19 | 10.78 | 11.7 | 11.86 | 9.19
2018-11-29 | 19.15 | 14.79 | 15.43 | 16.39 | 11.11
2018-11-30 | 20.75 | 18.27 | 18.1 | 19.8 | 9.26
2018-12-01 | 18.58 | 13.78 | 15.6 | 15.74 | 7.11
2018-12-02 | 13.91 | 8.56 | 13.68 | 11.95 | 6.6
2018-12-03 | 11.48 | 6.05 | 11.44 | 9.75 | 4.37
2018-12-04 | 8.4 | 2.03 | 8.41 | 6.5 | 5.78
2018-12-05 | 8.15 | 4.56 | 8.2 | 6.84 | 6.57
2018-12-06 | 13.2 | 9.11 | 12.71 | 11.34 | 9.8
2018-12-07 | 16.47 | 6.95 | 11.11 | 9.97 | 7.04
2018-12-08 | 7.71 | 3.05 | 7.05 | 5.85 | 6.09
2018-12-09 | 6.49 | 3.08 | 5.67 | 5.26 | 6.08
2018-12-10 | 7.07 | 4.59 | 7.03 | 6.37 | 5.87
2018-12-11 | 9.03 | 6.79 | 8.08 | 7.93 | 8.55
2018-12-12 | 15.04 | 11.26 | 12.84 | 13.11 | 10.19
2018-12-13 | 16.73 | 14.03 | 11.2 | 13.33 | 4.38
2018-12-14 | 7.92 | 6.15 | 8.38 | 7.14 | 4.66
2018-12-15 | 9.17 | 6.1 | 10.93 | 9.05 | 5.67
2018-12-16 | 10.57 | 9.03 | 11.99 | 10.64 | 8.6
2018-12-17 | 12.76 | 7.42 | 12.36 | 11.84 | 8.9
2018-12-18 | 11.49 | 8.34 | 11.82 | 10.97 | 7.18
2018-12-19 | 12.37 | 10.97 | 13.88 | 12.54 | 7.77
2018-12-20 | 11.98 | 9.03 | 10.87 | 11.06 | 7.17
2018-12-21 | 9.39 | 6.79 | 9.45 | 9.03 | 7.92
2018-12-22 | 13.52 | 8.67 | 12.09 | 12.45 | 10.49
2018-12-23 | 12.46 | 6.77 | 10.73 | 9.67 | 6.46
2018-12-24 | 11.43 | 8.25 | 10 | 9.67 | 8.55
2018-12-25 | 15.62 | 13.26 | 16.32 | 16.22 | 9.51
2018-12-26 | 17.42 | 15.57 | 19.12 | 18.02 | 5.47
2018-12-27 | 17.57 | 10.29 | 13.49 | 14.3 | 4.07
2018-12-28 | 9.57 | 2.77 | 7.73 | 6.04 | 2.17
2018-12-29 | 8.62 | 1.8 | 5.97 | 4.86 | -0.99
2018-12-30 | 7.59 | 3.15 | 5.54 | 4.93 | -1.46
2018-12-31 | 9.25 | 7.18 | 8.27 | 9.01 | 1.47
2019-01-01 | 10.68 | 1.84 | 5.88 | 5.27 | 0.89
2019-01-02 | 9.68 | 0.63 | 5.1 | 3.58 | -2.43
2019-01-03 | 6.83 | 1.58 | 6.45 | 4.53 | 0.34
2019-01-04 | 7.46 | 4.64 | 8.59 | 7.46 | 2.11
2019-01-05 | 10.45 | 8.17 | 10.84 | 9.92 | 5.23
2019-01-06 | 13.39 | 10.49 | 12.88 | 12.58 | 7.45
2019-01-07 | 17.24 | 14.28 | 17.48 | 17.29 | 6.39
2019-01-08 | 17.35 | 9.92 | 15.89 | 14.75 | 6.75
2019-01-09 | 11.24 | 7.48 | 11.1 | 9.27 | 6.09
2019-01-10 | 8.91 | 6.62 | 9.95 | 9.39 | 8.25
2019-01-11 | 11.78 | 8.63 | 13.02 | 11.33 | 8.14
2019-01-12 | 12.68 | 6.58 | 11.18 | 10.18 | 5.4
2019-01-13 | 6.3 | 1.94 | 6.84 | 4.73 | 5.67
2019-01-14 | 5.49 | 2.54 | 6.34 | 4.12 | 5.97
2019-01-15 | 6.57 | 3.86 | 7.92 | 6.61 | 8.83
2019-01-16 | 11.25 | 8.81 | 11.28 | 10.29 | 9.53
2019-01-17 | 15.29 | 9.66 | 13.71 | 13.61 | 9.3
2019-01-18 | 15.29 | 11.49 | 13.68 | 13.6 | 8.9
2019-01-19 | 9.11 | 1.65 | 8.72 | 7.26 | 5.85
2019-01-20 | 3.68 | 0.48 | 6 | 3.35 | 8.22
2019-01-21 | 9.41 | 6.36 | 8.97 | 8.31 | 10.75
2019-01-22 | 16.9 | 11.13 | 12.63 | 13.82 | 5.03
2019-01-23 | 4.54 | 1.35 | 6.36 | 5.12 | 2.72
2019-01-24 | 6.26 | 4.41 | 7.45 | 6.46 | 4.43
2019-01-25 | 7.92 | 3.25 | 9.55 | 8.25 | 3.94
2019-01-26 | 10.44 | 5.66 | 11.91 | 10.32 | 4.61
2019-01-27 | 11.68 | 7.18 | 12.37 | 11.75 | 5.69
2019-01-28 | 12.93 | 6.61 | 11.89 | 11.44 | 7.17
2019-01-29 | 4.8 | 2.44 | 5.57 | 4.38 | 3.27
2019-01-30 | 5.64 | 3.74 | 7.13 | 6.63 | 7.07
2019-01-31 | 10.31 | 6.95 | 10.27 | 9.33 | 10.77
2019-02-01 | 13.6 | 12.13 | 14.69 | 13.96 | 10.8
2019-02-02 | 15.13 | 13.68 | 15.1 | 15.19 | 9.53
2019-02-03 | 17.52 | 16.54 | 16.63 | 17.58 | 11.22
2019-02-04 | 19.27 | 18.21 | 16.99 | 17.95 | 12.28
2019-02-05 | 19.7 | 18.5 | 18.94 | 19.77 | 11.74
2019-02-06 | 20.42 | 20.29 | 20.74 | 20.71 | 9.58
2019-02-07 | 15.15 | 6.33 | 15.57 | 14 | 2.4
2019-02-08 | 2.83 | -0.93 | 2.69 | 0.84 | 2.87
2019-02-09 | 4.53 | 1.93 | 3.41 | 2.48 | 5.61
2019-02-10 | 11.96 | 5.19 | 8.17 | 6.78 | 7.53
2019-02-11 | 18.56 | 10.82 | 12.51 | 13.05 | 5.99
2019-02-12 | 12.21 | 7.96 | 10.24 | 9.7 | 4.53
2019-02-13 | 9.43 | 8.59 | 9.64 | 9.82 | 7.9
2019-02-14 | 15.38 | 15 | 14.18 | 14.63 | 12.27
2019-02-15 | 17.93 | 10.53 | 19.2 | 17.7 | 14.5
2019-02-16 | 16.12 | 3.44 | 14.18 | 9.01 | 9.47
2019-02-17 | 13.5 | 5.21 | 13.65 | 10.54 | 4.95
2019-02-18 | 10.36 | 2.06 | 9.56 | 7.83 | 6.58
2019-02-19 | 8.81 | 2.58 | 6.94 | 5.31 | 0.81
2019-02-20 | 9.59 | 5.68 | 9.98 | 7.95 | 1.98
2019-02-21 | 11.11 | 6.45 | 10.3 | 9.06 | 6.39
2019-02-22 | 16.09 | 8.7 | 14.53 | 11.61 | 6.66
2019-02-23 | 17.91 | 11.81 | 14.98 | 14.87 | 3.67
2019-02-24 | 10.6 | 6.77 | 10.5 | 8.92 | 6.42
2019-02-25 | 10.41 | 8.49 | 12.58 | 10.44 | 9.52
2019-02-26 | 14.98 | 12.08 | 16.28 | 13.98 | 13.18
2019-02-27 | 18.79 | 10.46 | 20.1 | 17.56 | 13.47
2019-02-28 | 10.92 | 1.09 | 13.46 | 6.22 | 13.27
2019-03-01 | 12.6 | 2.86 | 14.18 | 9.4 | 13.98
2019-03-02 | 16.59 | 5.05 | 16.59 | 10.87 | 15.72
2019-03-03 | 11.64 | 2.19 | 10.18 | 7.12 | 14.57
2019-03-04 | 1.33 | -3.38 | 1.09 | -0.75 | 6.73
2019-03-05 | 2 | 0.14 | 2.64 | 1.05 | 6.29
2019-03-06 | 6.64 | 5.1 | 6.25 | 6.08 | 11.53
2019-03-07 | 16.08 | 12.89 | 13.58 | 14.46 | 15.5
2019-03-08 | 20.61 | 17.62 | 20.41 | 20.02 | 14.23
2019-03-09 | 21.71 | 19.3 | 21.31 | 21.25 | 10.13
2019-03-10 | 20.95 | 10.48 | 20.56 | 18.83 | 12.47
2019-03-11 | 21.47 | 12.19 | 18.53 | 15.88 | 14.38
2019-03-12 | 20.3 | 15.66 | 20.87 | 19.05 | 13.88
2019-03-13 | 22.06 | 17.41 | 21.12 | 20.44 | 8.67
2019-03-14 | 18.52 | 12.13 | 17.06 | 14.98 | 6.57
2019-03-15 | 11.12 | 8.13 | 11.03 | 10.08 | 5.7
2019-03-16 | 11.84 | 8.66 | 11.21 | 9.91 | 5.25
2019-03-17 | 11.83 | 11.85 | 12.05 | 11.38 | 8.54
2019-03-18 | 12.45 | 13.71 | 13.06 | 13.02 | 10.26
2019-03-19 | 13.21 | 13.64 | 14.34 | 13.99 | 12.31
2019-03-20 | 15.4 | 12.11 | 16.53 | 14.74 | 12.25
2019-03-21 | 16.17 | 13.87 | 17.43 | 15.75 | 14.2
2019-03-22 | 16.39 | 15.33 | 18.65 | 17.29 | 13.74
2019-03-23 | 17.97 | 17.14 | 19.95 | 18.77 | 12.35
2019-03-24 | 20.01 | 20.02 | 22.12 | 21.09 | 14.72
2019-03-25 | 20.71 | 15.64 | 22.41 | 20.17 | 16
2019-03-26 | 17.05 | 14.18 | 19.4 | 16.63 | 17.91
2019-03-27 | 15.65 | 15.63 | 19.03 | 16.87 | 19.65
2019-03-28 | 16.81 | 17.12 | 19.6 | 17.14 | 20.05
2019-03-29 | 19.69 | 18.8 | 21.65 | 20.36 | 17.65
2019-03-30 | 17.64 | 12.2 | 16.88 | 15.43 | 11.7
2019-03-31 | 8.63 | 7.24 | 9.78 | 8.55 | 8.93
2019-04-01 | 8.42 | 8.86 | 11.52 | 9.71 | 10.72
2019-04-02 | 12.22 | 12.01 | 14.7 | 13.08 | 15.81
2019-04-03 | 15.56 | 14.71 | 18.04 | 15.77 | 16.1
2019-04-04 | 22.58 | 19.71 | 23.94 | 23.07 | 16.23
2019-04-05 | 21.47 | 17.95 | 21.93 | 21.01 | 17.49
2019-04-06 | 21.53 | 17.64 | 22.39 | 20.27 | 15.37
2019-04-07 | 20.59 | 17.59 | 19.93 | 18.85 | 17.88
2019-04-08 | 19.8 | 19.68 | 22.49 | 21.03 | 20.46
2019-04-09 | 22.66 | 21.36 | 24.05 | 22.47 | 21.95
2019-04-10 | 21.83 | 22.21 | 24.07 | 22.41 | 17.26
2019-04-11 | 20.89 | 15.39 | 20.68 | 19.19 | 12.03
2019-04-12 | 18.85 | 13.94 | 19.82 | 17.06 | 11.89
2019-04-13 | 21.32 | 13.18 | 19 | 17.66 | 11.41
2019-04-14 | 14.27 | 12.17 | 15.68 | 14.16 | 14.43
2019-04-15 | 17.31 | 16.59 | 19.24 | 17.79 | 19.98
2019-04-16 | 20.29 | 19.11 | 21.88 | 21.14 | 19.74
2019-04-17 | 21.86 | 21.93 | 24.6 | 23.05 | 14.21
2019-04-18 | 19.71 | 16.94 | 19.14 | 18.57 | 16.97
2019-04-19 | 15.67 | 13.57 | 18.61 | 16.18 | 18.91
2019-04-20 | 17.22 | 16.68 | 19.52 | 18.44 | 21.41
2019-04-21 | 19.17 | 19.43 | 21.41 | 20.31 | 20.88
2019-04-22 | 20.74 | 20.21 | 21.21 | 21.32 | 19.5
2019-04-23 | 20.93 | 21 | 21.91 | 21.06 | 16.62
2019-04-24 | 21.6 | 18.26 | 20.62 | 19.92 | 16.31
2019-04-25 | 21.52 | 19.4 | 21.17 | 19.89 | 21.33
2019-04-26 | 22.24 | 18.39 | 22.24 | 20.11 | 22.55
2019-04-27 | 22.23 | 20.42 | 22.69 | 21.32 | 23.61
2019-04-28 | 22.35 | 21.82 | 23.32 | 21.99 | 22.71
2019-04-29 | 24.36 | 22.37 | 23.37 | 23.16 | 23.05
2019-04-30 | 25.47 | 22.98 | 24.33 | 24.3 | 20.33
2019-05-01 | 25.21 | 23.39 | 25.52 | 24.83 | 20.16
2019-05-02 | 23.72 | 21.95 | 23.38 | 22.89 | 21.14
2019-05-03 | 22.52 | 20.57 | 23.36 | 21.93 | 22.55
2019-05-04 | 22.89 | 20.18 | 22.4 | 21.49 | 22.27
2019-05-05 | 22.32 | 20.79 | 22.62 | 21.8 | 23.5
2019-05-06 | 22.79 | 22.38 | 21.83 | 21.61 | 23.16
2019-05-07 | 23.59 | 22.83 | 23.77 | 23.27 | 20.07
2019-05-08 | 24.68 | 22.24 | 24.96 | 23.4 | 18.33
2019-05-09 | 26.01 | 18.94 | 24.47 | 23.65 | 19.15
2019-05-10 | 22.23 | 13.62 | 16.79 | 15.74 | 13.23
2019-05-11 | 21.03 | 15.42 | 18.01 | 16.55 | 15.77
2019-05-12 | 19.76 | 18.47 | 19.62 | 18.3 | 16.76
2019-05-13 | 21.07 | 20.53 | 21.05 | 20.46 | 16.97
2019-05-14 | 22.51 | 21.59 | 23.07 | 21.65 | 21.89
2019-05-15 | 22.96 | 22.44 | 24.01 | 22.9 | 23.53
2019-05-16 | 23.12 | 23.37 | 24.7 | 23.2 | 24.75
2019-05-17 | 24.24 | 23.96 | 25.69 | 24.41 | 21.74
2019-05-18 | 25.8 | 24.21 | 27.05 | 25.49 | 18.65
2019-05-19 | 26.76 | 21.86 | 27.61 | 26.89 | 21.64
2019-05-20 | 26.62 | 25.05 | 27.2 | 26.23 | 18.68
2019-05-21 | 27.02 | 22.85 | 26.66 | 25.29 | 16.27
2019-05-22 | 27.3 | 23.88 | 27.99 | 26.61 | 21.34
2019-05-23 | 27.38 | 26.62 | 28.21 | 27.37 | 20.65
2019-05-24 | 27.2 | 26.04 | 27.41 | 26.99 | 22.66
2019-05-25 | 27.07 | 26.01 | 27.63 | 26.7 | 24.5
2019-05-26 | 26.93 | 25.49 | 27.31 | 26.77 | 24.71
2019-05-27 | 26.66 | 25.19 | 26.77 | 26.18 | 22.8
2019-05-28 | 28.18 | 25.06 | 27.17 | 26.63 | 20.61
2019-05-29 | 27.63 | 24.69 | 28.57 | 27.61 | 21.48
2019-05-30 | 27.86 | 22.25 | 26.91 | 24.61 | 22.07
2019-05-31 | 28.77 | 24.67 | 27.79 | 26.29 | 24.14
2019-06-01 | 28.85 | 24.97 | 27.54 | 27.15 | 26.43
2019-06-02 | 28.94 | 25.07 | 27.9 | 27.47 | 26.58
2019-06-03 | 28.2 | 26 | 27.42 | 27.09 | 26.11
2019-06-04 | 27.78 | 25.84 | 26.16 | 26.49 | 23.87
2019-06-05 | 26.61 | 24.19 | 28.41 | 27.19 | 23.89
2019-06-06 | 27.77 | 24.66 | 28.01 | 27.06 | 26.21
2019-06-07 | 27.69 | 24.45 | 28.87 | 26.56 | 28.27
2019-06-08 | 28.34 | 26.36 | 29.69 | 28.41 | 28.08
2019-06-09 | 29.96 | 26.78 | 30.36 | 27.87 | 27.45
2019-06-10 | 27.6 | 21.78 | 25.74 | 24.64 | 17.98
2019-06-11 | 25.62 | 21.12 | 23.96 | 23.68 | 21.95
2019-06-12 | 26.55 | 22.18 | 26.24 | 25.24 | 25.29
2019-06-13 | 27.2 | 23.35 | 27.1 | 25.57 | 26.91
2019-06-14 | 27.75 | 25.04 | 27.9 | 26.5 | 27.96
2019-06-15 | 28.82 | 26.82 | 28.36 | 28.2 | 26.12
2019-06-16 | 27.73 | 24.71 | 28.2 | 27.65 | 26.7
2019-06-17 | 26.17 | 25.31 | 27.4 | 25.91 | 26.52
2019-06-18 | 28.22 | 26.52 | 29.03 | 27.69 | 26.58
2019-06-19 | 28.11 | 28.11 | 29.25 | 28.35 | 26.83
2019-06-20 | 28.6 | 28.98 | 30.33 | 29.08 | 26.93
2019-06-21 | 28.87 | 28.28 | 29.31 | 29.18 | 26.54
2019-06-22 | 29.25 | 27.55 | 29.38 | 28.92 | 25.83
2019-06-23 | 28.55 | 28.1 | 30.39 | 29.06 | 25.7
2019-06-24 | 26.37 | 25.61 | 27.59 | 26.18 | 26.9
2019-06-25 | 25.72 | 26.89 | 27.37 | 26.75 | 29.12
2019-06-26 | 26.77 | 26.57 | 27.68 | 26.65 | 30.25
2019-06-27 | 27.66 | 26.72 | 28.04 | 27.19 | 30.76
2019-06-28 | 27.86 | 27.08 | 27.63 | 27.08 | 30.65
2019-06-29 | 26.63 | 27.45 | 27.62 | 27.18 | 29.73
2019-06-30 | 25.92 | 25.91 | 25.36 | 25.84 | 29.39
2019-07-01 | 27.26 | 26.49 | 26.82 | 26.4 | 30.01
2019-07-02 | 27.01 | 27.03 | 27.52 | 27.12 | 30.38
2019-07-03 | 26.59 | 27.25 | 26.77 | 26.94 | 30.52
2019-07-04 | 27.91 | 27.48 | 27.48 | 27.98 | 30.62
2019-07-05 | 28.48 | 28.01 | 28.62 | 28.92 | 30.02
2019-07-06 | 28.84 | 27.89 | 28.85 | 28.96 | 28.73
2019-07-07 | 29.1 | 27.95 | 29.14 | 29.24 | 26.91
2019-07-08 | 29.2 | 28.63 | 28.97 | 28.81 | 28.02
2019-07-09 | 29.38 | 28.36 | 27.76 | 29.12 | 30.03
2019-07-10 | 30.66 | 28.71 | 29.6 | 29.62 | 31.35
2019-07-11 | 29.37 | 28.53 | 27.77 | 27.68 | 30.46
2019-07-12 | 30.06 | 27.23 | 29.58 | 28.99 | 29.65
2019-07-13 | 29.15 | 28.26 | 29.96 | 29.14 | 31.02
2019-07-14 | 29.28 | 27.69 | 30.74 | 30.15 | 31.28
2019-07-15 | 29.37 | 28.94 | 30.64 | 30.57 | 31.46
2019-07-16 | 28.78 | 30.85 | 30.15 | 30.47 | 30.74
2019-07-17 | 29.09 | 30.49 | 29.19 | 29.51 | 30.1
2019-07-18 | 29.81 | 30.5 | 29.88 | 30.33 | 30.58
2019-07-19 | 29.74 | 30.69 | 29.64 | 30.33 | 31.13
2019-07-20 | 30.15 | 30.61 | 30.17 | 30.54 | 31.45
2019-07-21 | 29.23 | 30.46 | 30.27 | 30 | 32.59
2019-07-22 | 29.32 | 28.62 | 29.59 | 30.51 | 27.84
2019-07-23 | 28.48 | 26.92 | 29.25 | 28.73 | 25.7
2019-07-24 | 26.34 | 25.96 | 27.67 | 26.51 | 27.43
2019-07-25 | 26.54 | 25.91 | 27 | 25.88 | 28.73
2019-07-26 | 28.3 | 26.39 | 27.65 | 27.07 | 28.36
2019-07-27 | 30.27 | 28.32 | 29.1 | 29.8 | 30.34
2019-07-28 | 29.46 | 30.39 | 31.23 | 30.81 | 31.85
2019-07-29 | 30.3 | 30.65 | 31.22 | 31.68 | 28.98
2019-07-30 | 29.94 | 31.9 | 32.11 | 32.16 | 29.71
2019-07-31 | 30.6 | 30.98 | 32.31 | 32.29 | 30.84
2019-08-01 | 30.59 | 31.24 | 31.95 | 31.92 | 30.97
2019-08-02 | 30.72 | 30.27 | 32.1 | 32.16 | 30.72
2019-08-03 | 28.47 | 29.09 | 30.64 | 30.33 | 29.75
2019-08-04 | 30.16 | 28.64 | 31.54 | 30.51 | 28.54
2019-08-05 | 30.64 | 30.47 | 32.21 | 31.51 | 30.43
2019-08-06 | 31.02 | 31.29 | 32.29 | 32.38 | 30.1
2019-08-07 | 31.4 | 32.4 | 32.62 | 32.58 | 30.75
2019-08-08 | 31.47 | 31.6 | 32.45 | 32.83 | 30.03
2019-08-09 | 31.71 | 32.83 | 31.84 | 32.89 | 28.44
2019-08-10 | 32 | 33.19 | 32.14 | 32.76 | 28.16
2019-08-11 | 32.34 | 33.4 | 31.8 | 33.02 | 27.92
2019-08-12 | 32.75 | 33.75 | 32.85 | 33.24 | 28.52
2019-08-13 | 33.1 | 33.02 | 33.13 | 33.45 | 30.23
2019-08-14 | 32.57 | 29.51 | 33.2 | 32.78 | 29.34
2019-08-15 | 31.17 | 31.24 | 32.53 | 31.19 | 28.74
2019-08-16 | 31.26 | 31.64 | 33.21 | 32.91 | 30.23
2019-08-17 | 31.66 | 32.85 | 32.7 | 33.06 | 30.22
2019-08-18 | 31.93 | 32.88 | 32.64 | 33.13 | 30.36
2019-08-19 | 32.1 | 33.12 | 32.55 | 33.08 | 30.29
2019-08-20 | 30.73 | 33.62 | 32.3 | 32.95 | 31.46
2019-08-21 | 30.64 | 33.13 | 31.43 | 32.11 | 29.73
2019-08-22 | 29.62 | 33.07 | 31.32 | 31.72 | 28.1
2019-08-23 | 28.82 | 31.8 | 31.16 | 30.9 | 26.96
2019-08-24 | 29.82 | 28.76 | 30.68 | 30.42 | 26.34
2019-08-25 | 29.5 | 31.07 | 31.64 | 31.6 | 29.28
2019-08-26 | 30.27 | 33.14 | 32.64 | 32.67 | 30.96
2019-08-27 | 30.41 | 27.42 | 31.48 | 30.12 | 30.69
2019-08-28 | 30.14 | 28.71 | 31.62 | 30.66 | 30.2
2019-08-29 | 30.27 | 30.19 | 31.71 | 31.79 | 28.76
2019-08-30 | 29.6 | 29.04 | 31.46 | 31.16 | 26.58
2019-08-31 | 29.56 | 26.1 | 30.96 | 31.16 | 27.89
2019-09-01 | 29.99 | 28.16 | 31.15 | 30.43 | 28.58
2019-09-02 | 30.32 | 29.27 | 31.32 | 30.61 | 28.22
2019-09-03 | 30.55 | 29.71 | 31.46 | 31.16 | 28.13
2019-09-04 | 31.41 | 30.06 | 31.41 | 31.57 | 27.68
2019-09-05 | 31.35 | 30.15 | 30.31 | 31.7 | 26.57
2019-09-06 | 30.93 | 30.52 | 31.26 | 32.32 | 28.27
2019-09-07 | 30.62 | 31.18 | 30.99 | 31.96 | 28.48
2019-09-08 | 30.57 | 31.07 | 29.93 | 31.19 | 28.38
2019-09-09 | 30.04 | 30.35 | 29.32 | 30.5 | 24.36
2019-09-10 | 29.69 | 30.27 | 28.72 | 29.46 | 25.14
2019-09-11 | 28.1 | 30.22 | 28.12 | 28.56 | 26.24
2019-09-12 | 29.13 | 30.23 | 28.18 | 28.9 | 27.66
2019-09-13 | 29.57 | 30.07 | 28.91 | 29.18 | 25.84
2019-09-14 | 30.16 | 30.87 | 29.82 | 30.46 | 23.81
2019-09-15 | 30.04 | 31.21 | 29.39 | 29.96 | 21.88
2019-09-16 | 29.49 | 31.34 | 30.15 | 30.49 | 23.33
2019-09-17 | 26.69 | 30.54 | 29.73 | 28.33 | 25.09
2019-09-18 | 26.34 | 28.75 | 31.79 | 29.87 | 26.57
2019-09-19 | 26.59 | 27.39 | 31.07 | 30.35 | 25.8
2019-09-20 | 27.11 | 29.3 | 29.62 | 29.82 | 26.37
2019-09-21 | 26.96 | 29.71 | 28.91 | 29.51 | 23.22
2019-09-22 | 27.4 | 29.46 | 29.18 | 29.64 | 22.96
2019-09-23 | 27.85 | 29.86 | 29.75 | 30.79 | 25
2019-09-24 | 27.05 | 29.82 | 29.07 | 29.96 | 24
2019-09-25 | 26.28 | 29.63 | 29.76 | 29.99 | 24.03
2019-09-26 | 25.97 | 29.44 | 29.64 | 29.86 | 24.54
2019-09-27 | 26.25 | 29.4 | 28.9 | 29.31 | 24.07
2019-09-28 | 27.57 | 30.14 | 29.43 | 29.94 | 23.44
2019-09-29 | 27.9 | 29.54 | 29.58 | 30.06 | 23.97
2019-09-30 | 28.07 | 29.79 | 28.98 | 29.5 | 24.01
2019-10-01 | 27.35 | 30.17 | 29.19 | 29.69 | 22.59
2019-10-02 | 27.11 | 29.89 | 29.1 | 29.52 | 20.28
2019-10-03 | 27.34 | 30.16 | 28.65 | 29.28 | 21.73
2019-10-04 | 27.37 | 27.84 | 28.13 | 29.36 | 21.39
2019-10-05 | 27.61 | 28.51 | 28.6 | 29.41 | 22.7
2019-10-06 | 27.43 | 28.31 | 28.85 | 29.74 | 22.23
2019-10-07 | 25.03 | 20.36 | 25.25 | 23.75 | 18.24
2019-10-08 | 22.13 | 20.35 | 24.28 | 22.21 | 21.3
2019-10-09 | 24.77 | 24.67 | 27.35 | 26.79 | 21.51
2019-10-10 | 27.28 | 26.12 | 29.38 | 29.37 | 20.28
2019-10-11 | 18.04 | 12.13 | 17.07 | 15.13 | 12.64
2019-10-12 | 15.64 | 12.4 | 16.32 | 15.2 | 14.09
2019-10-13 | 20.13 | 18.37 | 21.41 | 19.77 | 18.81
2019-10-14 | 24.78 | 20.64 | 26.31 | 24.11 | 19.73
2019-10-15 | 26.94 | 23.95 | 27.91 | 26.92 | 19.68
2019-10-16 | 20.33 | 16.74 | 19.41 | 18.72 | 16.35
2019-10-17 | 15.55 | 15.24 | 18.57 | 17.33 | 17.94
2019-10-18 | 18.27 | 16.65 | 19.88 | 18.95 | 19.33
2019-10-19 | 24.17 | 20.57 | 25.3 | 24.28 | 16.61
2019-10-20 | 25.61 | 22.26 | 25.63 | 24.42 | 16.62
2019-10-21 | 21.95 | 18.4 | 21.48 | 20.96 | 14.82
2019-10-22 | 17.14 | 15.57 | 18.72 | 18.27 | 15.93
2019-10-23 | 18.36 | 18.18 | 20.72 | 19.95 | 18.03
2019-10-24 | 20.61 | 16.33 | 20.68 | 19.89 | 12.03
2019-10-25 | 12.48 | 10.32 | 11.28 | 10.14 | 7.04
2019-10-26 | 13.89 | 13.18 | 13.27 | 13.3 | 10.75
2019-10-27 | 16.67 | 14.76 | 15.3 | 15.39 | 14.69
2019-10-28 | 18.93 | 14.17 | 19.83 | 19.1 | 14.81
2019-10-29 | 20.62 | 9.16 | 17.66 | 14.41 | 15.3
2019-10-30 | 14.55 | 6.41 | 10.79 | 8.68 | 7.8
2019-10-31 | 6.45 | 3.91 | 6.53 | 5.71 | 5.41
2019-11-01 | 7.8 | 6.54 | 9.6 | 8.57 | 10.11
2019-11-02 | 11.44 | 9.33 | 12.29 | 11.71 | 9.01
2019-11-03 | 11.59 | 10.86 | 13.54 | 13.4 | 13.63
2019-11-04 | 17.43 | 15.86 | 17.82 | 17.65 | 16.4
2019-11-05 | 21.4 | 17.95 | 21.56 | 21.39 | 18.14
2019-11-06 | 19.52 | 19.16 | 22.16 | 21.78 | 15.19
2019-11-07 | 16.71 | 10.5 | 16.04 | 14.14 | 12.24
2019-11-08 | 10.93 | 7.97 | 9.57 | 8.37 | 9.98
2019-11-09 | 10.68 | 11.01 | 13.27 | 11.8 | 13.86
2019-11-10 | 14.19 | 14.9 | 15.9 | 15.45 | 17.45
2019-11-11 | 14.82 | 7.99 | 12.97 | 12.11 | 11.36
2019-11-12 | 3.13 | -1.45 | 2.4 | 1.19 | 3.96
2019-11-13 | 2.89 | 1.9 | 2.83 | 1.69 | 7.81
2019-11-14 | 6.23 | 6.62 | 6.45 | 5.07 | 8.62
2019-11-15 | 8.95 | 7.7 | 9.14 | 8.59 | 8.71
2019-11-16 | 9.37 | 8.35 | 10.27 | 10.5 | 12.06
2019-11-17 | 12.05 | 10.31 | 13.17 | 12.56 | 12.14
2019-11-18 | 14.25 | 12.06 | 14.79 | 13.95 | 13.75
2019-11-19 | 14.89 | 14.63 | 16.65 | 15.72 | 15.22
2019-11-20 | 19.22 | 17.69 | 20.29 | 20.24 | 13.99
2019-11-21 | 21.56 | 19.83 | 21.44 | 22.19 | 11.1
2019-11-22 | 17.44 | 8.76 | 16.29 | 14.98 | 8.73
2019-11-23 | 10.63 | 6.72 | 14.51 | 10.62 | 8.74
2019-11-24 | 11.81 | 10.23 | 14.33 | 13.31 | 9.75
2019-11-25 | 17.16 | 13.64 | 17.55 | 17.34 | 11.93
2019-11-26 | 22 | 15.76 | 20.08 | 19.94 | 9.52
2019-11-27 | 16.1 | 7.42 | 13.47 | 12.83 | 3.8
2019-11-28 | 17.87 | 8.17 | 13.01 | 12.24 | 7.72
2019-11-29 | 21.49 | 14.11 | 19.08 | 18.54 | 10.1
2019-11-30 | 22.99 | 17.16 | 21.82 | 21.79 | 6.04
2019-12-01 | 12.16 | 7.33 | 11.91 | 11.06 | 4.89
2019-12-02 | 9.62 | 6.54 | 10.93 | 9.88 | 7.73
2019-12-03 | 11.68 | 9.39 | 12.54 | 11.76 | 9.17
2019-12-04 | 13.72 | 11.24 | 14.4 | 13.58 | 10.58
2019-12-05 | 16.19 | 13.76 | 16.49 | 16.17 | 11.25
2019-12-06 | 17.43 | 11.77 | 16.16 | 15.51 | 9.23
2019-12-07 | 14.01 | 9.19 | 13.1 | 12.06 | 10.87
2019-12-08 | 15.38 | 13.5 | 15.27 | 14.8 | 13.04
2019-12-09 | 20.83 | 12.83 | 18.58 | 18.32 | 7.81
2019-12-10 | 9.93 | 2.86 | 8.53 | 7.04 | 7.24
2019-12-11 | 7.88 | 4.11 | 6.91 | 6.37 | 6.83
2019-12-12 | 9.04 | 6.18 | 9 | 7.8 | 6.54
2019-12-13 | 13.44 | 8.97 | 14.21 | 12.49 | 10
2019-12-14 | 13.29 | 9.44 | 16.07 | 13.49 | 10.46
2019-12-15 | 20.15 | 11.05 | 16.24 | 16.1 | 11.03
2019-12-16 | 15.7 | 4.04 | 12.46 | 9.91 | 4.08
2019-12-17 | 5.52 | 2.11 | 5.5 | 4.53 | 0.42
2019-12-18 | 6.4 | 4.84 | 6.07 | 6.22 | 0.61
2019-12-19 | 6.53 | 5.43 | 6.71 | 6.14 | 3.32
2019-12-20 | 8.79 | 5.97 | 8.99 | 7.97 | 3.48
2019-12-21 | 9.73 | 7.09 | 8.62 | 8.16 | 5.69
2019-12-22 | 8.36 | 6.89 | 9.43 | 8.15 | 5.8
2019-12-23 | 10.81 | 8.7 | 10.79 | 9.84 | 7.25
2019-12-24 | 13.18 | 9.97 | 11.49 | 11.3 | 7.5
2019-12-25 | 13.22 | 11.85 | 14.07 | 12.69 | 7.57
2019-12-26 | 15.12 | 13.49 | 16.82 | 15.22 | 8.16
2019-12-27 | 16.16 | 15.71 | 17.5 | 16.01 | 6.56
2019-12-28 | 19.59 | 15.62 | 17.55 | 17.75 | 2.55
2019-12-29 | 15.24 | 7.01 | 11.63 | 11.35 | 0.3
2019-12-30 | 8.06 | 4.38 | 9.01 | 7.46 | 1.16
2019-12-31 | 8.71 | 5.33 | 9.02 | 8.12 | 3.17
2020-01-01 | 12.09 | 7.52 | 10.38 | 10.01 | 5.12
2020-01-02 | 14.98 | 11.67 | 13.51 | 12.96 | 4.01
2020-01-03 | 13.24 | 8.64 | 12.01 | 11.35 | 2.73
2020-01-04 | 11.49 | 7.16 | 11.93 | 11.73 | 5.62
2020-01-05 | 11.98 | 9.55 | 12 | 12.73 | 8.18
2020-01-06 | 14.74 | 8.6 | 12.65 | 12.84 | 5.1
2020-01-07 | 12.22 | 7.48 | 10.87 | 10.57 | 5.68
2020-01-08 | 11.59 | 8.97 | 12.01 | 10.83 | 6.46
2020-01-09 | 18.71 | 15.49 | 18.5 | 18.3 | 6.9
2020-01-10 | 20.82 | 17.8 | 18.79 | 20.12 | 4.19
2020-01-11 | 10.73 | 1.92 | 10.21 | 8.45 | 2.01
2020-01-12 | 7.42 | 4.58 | 9.35 | 7.58 | 4.96
2020-01-13 | 13.36 | 9.61 | 14.01 | 12.28 | 8.42
2020-01-14 | 20.74 | 12.81 | 19.86 | 18.07 | 10.77
2020-01-15 | 20.55 | 17.74 | 20.45 | 20.48 | 11.36
2020-01-16 | 19.54 | 9.31 | 18.93 | 16.71 | 7.89
2020-01-17 | 18.37 | 11.3 | 18.58 | 17.71 | 8.21
2020-01-18 | 16.94 | 10.04 | 16.04 | 15.31 | 6.36
2020-01-19 | 8.54 | 5.14 | 8.34 | 6.94 | 6.05
2020-01-20 | 7.61 | 6.11 | 8.72 | 7.8 | 6.75
2020-01-21 | 7.9 | 5.43 | 10.53 | 9.54 | 5.92
2020-01-22 | 10.39 | 4.98 | 11.83 | 9.87 | 8.11
2020-01-23 | 13.08 | 8.08 | 13.19 | 11.16 | 7.77
2020-01-24 | 10.74 | 6.99 | 12.16 | 10.78 | 9.37
2020-01-25 | 11.68 | 9.73 | 12.23 | 11.42 | 10.51
2020-01-26 | 15.92 | 11.49 | 16.37 | 14.61 | 10.4
2020-01-27 | 12.35 | 11.46 | 14.39 | 13.06 | 8.98
2020-01-28 | 13.03 | 10.78 | 14.69 | 13.42 | 6.37
2020-01-29 | 8.73 | 5.63 | 9.71 | 8.45 | 6.93
2020-01-30 | 10.13 | 5.06 | 7.84 | 6.68 | 6.68
2020-01-31 | 9.81 | 6.12 | 9.62 | 8.24 | 5.75
2020-02-01 | 10.58 | 8.07 | 11.46 | 11.48 | 7.63
2020-02-02 | 12.63 | 12.75 | 13.73 | 14.03 | 8.51
2020-02-03 | 17.38 | 14.98 | 15.02 | 16.45 | 10.14
2020-02-04 | 20.74 | 10.46 | 17.84 | 17.83 | 6.5
2020-02-05 | 9.28 | 1.99 | 6.16 | 5.75 | -0.7
2020-02-06 | 4.74 | 0.89 | 5.41 | 4.35 | 2.67
2020-02-07 | 9.8 | 5.51 | 12.12 | 10.26 | 6.75
2020-02-08 | 13.2 | 9.87 | 13.78 | 12.56 | 9.89
2020-02-09 | 17.8 | 16.34 | 19.56 | 18.24 | 10.8
2020-02-10 | 19.9 | 7.06 | 17.45 | 14.56 | 11.68
2020-02-11 | 11.97 | 5.31 | 8.75 | 7.64 | 4.82
2020-02-12 | 12.19 | 6.17 | 10.51 | 9.26 | 3.83
2020-02-13 | 8.94 | 2.84 | 9.04 | 6.9 | 6
2020-02-14 | 7.74 | 2.55 | 7.01 | 5.67 | 9.07
2020-02-15 | 11.87 | 8.38 | 11.4 | 10.55 | 10.88
2020-02-16 | 16.13 | 13.69 | 15.29 | 15.61 | 10.1
2020-02-17 | 19.09 | 16.73 | 19.69 | 18.65 | 11.41
2020-02-18 | 20.13 | 11.2 | 17.83 | 17.14 | 11.53
2020-02-19 | 13.23 | 8.51 | 10.49 | 9.41 | 8.48
2020-02-20 | 9.41 | 6.56 | 9.06 | 8.14 | 6.87
2020-02-21 | 7.1 | 3.68 | 7.33 | 5.9 | 4.25
2020-02-22 | 8.98 | 7.51 | 10.21 | 9.16 | 10.53
2020-02-23 | 14.76 | 11.52 | 16.3 | 14.33 | 11.09
2020-02-24 | 16.52 | 12.33 | 16.26 | 16.05 | 8.96
2020-02-25 | 14 | 8.8 | 12.39 | 12.06 | 4.21
2020-02-26 | 7.73 | 4.09 | 6.23 | 6.33 | 1.74
2020-02-27 | 7.02 | 5.59 | 7.83 | 6.95 | 7.45
2020-02-28 | 11.11 | 9.57 | 11.6 | 11.27 | 10.96
2020-02-29 | 13.33 | 13.2 | 14.16 | 13.99 | 12.23
2020-03-01 | 18.23 | 16.44 | 17.28 | 17.46 | 12.51
2020-03-02 | 19.7 | 16.01 | 19.99 | 19.62 | 13.34
2020-03-03 | 20.36 | 14.87 | 19.3 | 19.03 | 8.92
2020-03-04 | 20.33 | 12.62 | 17.38 | 17.55 | 7.68
2020-03-05 | 14.63 | 12.35 | 14.98 | 14.55 | 9.49
2020-03-06 | 13.65 | 10.54 | 14.78 | 12.77 | 10.98
2020-03-07 | 11.52 | 10.04 | 14.24 | 10.79 | 14.44
2020-03-08 | 15.09 | 12.48 | 16.54 | 14.75 | 12.82
2020-03-09 | 18.38 | 17.52 | 18.23 | 18.04 | 12.94
2020-03-10 | 20.98 | 16.82 | 21.12 | 20.19 | 15.48
2020-03-11 | 21.1 | 21.2 | 22.71 | 21.76 | 16.37
2020-03-12 | 21.69 | 22.24 | 22.52 | 22.34 | 14.26
2020-03-13 | 22.04 | 17.83 | 22.41 | 22.02 | 14.26
2020-03-14 | 22.77 | 16.51 | 22.8 | 22.65 | 13.79
2020-03-15 | 22.59 | 12.98 | 21.49 | 19.09 | 14.25
2020-03-16 | 20.82 | 14.6 | 20.73 | 19.21 | 16.07
2020-03-17 | 22.5 | 18.13 | 22.99 | 22.08 | 13.37
2020-03-18 | 23.11 | 20.67 | 23.5 | 23.37 | 11.72
2020-03-19 | 24.08 | 21.29 | 24.42 | 23.85 | 10.4
2020-03-20 | 20.35 | 11.21 | 16.91 | 15.38 | 11.8
2020-03-21 | 15.3 | 9.49 | 11.86 | 11.5 | 11.9
2020-03-22 | 20.51 | 13.91 | 17.8 | 17.84 | 13.84
2020-03-23 | 23.31 | 18.21 | 22.33 | 22.15 | 15.97
2020-03-24 | 24.31 | 20.6 | 23.8 | 23.5 | 14.6
2020-03-25 | 23.19 | 20.21 | 24.06 | 22.58 | 17.25
2020-03-26 | 23.51 | 22.47 | 24.36 | 23.28 | 18.67
2020-03-27 | 24.44 | 22.62 | 25.05 | 24.26 | 14.41
2020-03-28 | 22.16 | 18.75 | 22.16 | 21.63 | 8.83
2020-03-29 | 19.59 | 15.24 | 19.4 | 17.35 | 13.57
2020-03-30 | 22.87 | 14.38 | 21.67 | 20.6 | 13.36
2020-03-31 | 19.75 | 14.99 | 18.91 | 17.36 | 15.4
2020-04-01 | 17.59 | 15.22 | 19.04 | 17.41 | 19.11
2020-04-02 | 20.68 | 17.08 | 20.64 | 18.93 | 17.86
2020-04-03 | 21.28 | 12.13 | 20.48 | 18.1 | 16.61
2020-04-04 | 14.13 | 7.91 | 12.41 | 9.33 | 16.02
2020-04-05 | 18.31 | 12.55 | 16.45 | 15.31 | 16.52
2020-04-06 | 21.66 | 17.95 | 20.43 | 20.34 | 17.7
2020-04-07 | 24.89 | 22.81 | 23.51 | 23.55 | 17.96
2020-04-08 | 25.78 | 24.47 | 25.9 | 25.69 | 18.67
2020-04-09 | 24.78 | 19.28 | 23.97 | 24.09 | 18.26
2020-04-10 | 20.17 | 15.65 | 20.29 | 19.45 | 16.83
2020-04-11 | 21.22 | 17.91 | 22.62 | 20.77 | 14.62
2020-04-12 | 24.66 | 18.93 | 22.91 | 22.48 | 13.35
2020-04-13 | 14.61 | 7.67 | 13.91 | 11.54 | 15.16
2020-04-14 | 14.17 | 7.93 | 12.82 | 11.46 | 13.4
2020-04-15 | 13.94 | 10.04 | 13.59 | 12.01 | 14.49
2020-04-16 | 16.51 | 14.48 | 16.71 | 15.95 | 17.33
2020-04-17 | 21.37 | 12.67 | 18.58 | 16.73 | 17.18
2020-04-18 | 18.95 | 12.75 | 16.94 | 14.4 | 17.35
2020-04-19 | 23.16 | 17.99 | 23.23 | 21.48 | 16.2
2020-04-20 | 22.46 | 17.38 | 23.09 | 21.01 | 18.25
2020-04-21 | 22.94 | 20.86 | 24.22 | 22.38 | 19.64
2020-04-22 | 23.86 | 21.37 | 25.41 | 22.68 | 17.85
2020-04-23 | 23.72 | 19.6 | 24.06 | 21.77 | 19.76
2020-04-24 | 24.17 | 20.99 | 25.61 | 24.36 | 20.98
2020-04-25 | 21.41 | 17.72 | 21.96 | 20.1 | 19.39
2020-04-26 | 21.39 | 19.68 | 21.92 | 21.33 | 22.46
2020-04-27 | 22.75 | 20.53 | 24.08 | 23.06 | 23.94
2020-04-28 | 24.09 | 23.09 | 26.26 | 24.95 | 23.37
2020-04-29 | 22.16 | 19.32 | 23.69 | 21.96 | 21.78
2020-04-30 | 20.64 | 18.97 | 22.87 | 20.42 | 23.56
2020-05-01 | 21.73 | 20.96 | 24.2 | 22.33 | 25.56
2020-05-02 | 23.93 | 23.09 | 26.06 | 24.43 | 24.92
2020-05-03 | 25.12 | 24.59 | 26.9 | 25.81 | 24.54
2020-05-04 | 26.29 | 24.78 | 27.82 | 26.87 | 23.81
2020-05-05 | 26.3 | 19.91 | 26.58 | 24.88 | 21
2020-05-06 | 23.69 | 19.31 | 24.2 | 22.88 | 23.9
2020-05-07 | 23.68 | 21.07 | 25.46 | 23.54 | 26.45
2020-05-08 | 24.65 | 19.18 | 24.05 | 23.42 | 19.37
2020-05-09 | 20.23 | 16.38 | 21.56 | 19.15 | 22.11
2020-05-10 | 20.45 | 18.06 | 22.25 | 19.69 | 21.92
2020-05-11 | 22.01 | 19.17 | 23.3 | 21.69 | 22.6
2020-05-12 | 23.03 | 20.8 | 22.41 | 21.32 | 22.71
2020-05-13 | 25.44 | 22.49 | 25.19 | 24.22 | 22.57
2020-05-14 | 26.56 | 24.78 | 26.53 | 25.74 | 21.81
2020-05-15 | 25.36 | 23.65 | 24.56 | 24 | 23.07
2020-05-16 | 23.47 | 20.71 | 24.04 | 22.06 | 23.53
2020-05-17 | 22.68 | 21.67 | 23.79 | 22.55 | 25.53
2020-05-18 | 26.35 | 24.02 | 25.84 | 25.24 | 27.17
2020-05-19 | 27.07 | 24.88 | 27.49 | 26.71 | 26.32
2020-05-20 | 27.53 | 23.25 | 27.5 | 26.75 | 23.1
2020-05-21 | 26.56 | 23.9 | 26.82 | 25.23 | 21.58
2020-05-22 | 26.93 | 25.29 | 26.43 | 26.41 | 22.8
2020-05-23 | 27.61 | 24.58 | 26.74 | 26.01 | 22.54
2020-05-24 | 25.59 | 23.64 | 25.38 | 25.47 | 23.02
2020-05-25 | 23.86 | 20.89 | 22 | 22.28 | 21.69
2020-05-26 | 23.75 | 19.41 | 22.37 | 22.43 | 22.32
2020-05-27 | 24.26 | 21.75 | 24.02 | 23.6 | 26.6
2020-05-28 | 24.95 | 22.62 | 24.56 | 24.4 | 28
2020-05-29 | 24.95 | 22.91 | 23.66 | 23.97 | 26.29
2020-05-30 | 25.24 | 22.39 | 22.93 | 24.02 | 26.33
2020-05-31 | 24.55 | 23.29 | 23.41 | 24.2 | 25.91
2020-06-01 | 24.93 | 23.28 | 22.95 | 24.17 | 25.6
2020-06-02 | 26.28 | 25.32 | 24.99 | 25.92 | 27.85
2020-06-03 | 26.93 | 26.52 | 26.07 | 26.86 | 30.08
2020-06-04 | 27.81 | 28.04 | 27.14 | 28.32 | 31.4
2020-06-05 | 28.19 | 28.42 | 27.44 | 28.71 | 32.22
2020-06-06 | 29.46 | 28.69 | 28.25 | 29.36 | 30.74
2020-06-07 | 29.44 | 28.1 | 28.9 | 29.45 | 27.58
2020-06-08 | 30.07 | 29.34 | 29.83 | 30.69 | 26.18
2020-06-09 | 30.68 | 28.49 | 30.22 | 30.45 | 21.45
2020-06-10 | 27.39 | 23.26 | 25.94 | 26.24 | 25.29
2020-06-11 | 26.48 | 25.2 | 26.62 | 27.08 | 27.51
2020-06-12 | 26.68 | 25.59 | 26.09 | 26.54 | 27.1
2020-06-13 | 27.14 | 27.03 | 26.23 | 27.23 | 27.2
2020-06-14 | 27.67 | 27.12 | 26.52 | 27.55 | 27.87
2020-06-15 | 28.69 | 28.12 | 26.86 | 28.62 | 27.96
2020-06-16 | 28.47 | 28.73 | 27.35 | 28.4 | 28.09
2020-06-17 | 28.42 | 28.52 | 27.39 | 28.27 | 29.79
2020-06-18 | 28.57 | 28.36 | 27.29 | 28.26 | 27.66
2020-06-19 | 28.79 | 27.76 | 27.93 | 27.9 | 27.94
2020-06-20 | 28.44 | 26.05 | 28.65 | 28.31 | 28.53
2020-06-21 | 28.37 | 25.92 | 28.29 | 28.63 | 29.04
2020-06-22 | 26.93 | 26.91 | 28.35 | 28.01 | 29.89
2020-06-23 | 27.09 | 24.34 | 26.32 | 25.14 | 28.65
2020-06-24 | 25.04 | 25.61 | 27.71 | 26.03 | 28.6
2020-06-25 | 25.27 | 26.22 | 26.84 | 24.9 | 29.68
2020-06-26 | 25.78 | 26.46 | 24.71 | 25.33 | 31.04
2020-06-27 | 27.33 | 27.1 | 27.3 | 27.13 | 27.56
2020-06-28 | 27.32 | 27.15 | 27 | 26.7 | 28.1
2020-06-29 | 28.16 | 27.67 | 27.41 | 27.61 | 27.59
2020-06-30 | 27.93 | 27.61 | 27.53 | 27.82 | 27.34
2020-07-01 | 28.6 | 28.96 | 29.13 | 29 | 27.81
2020-07-02 | 29.26 | 29.1 | 29.64 | 30.25 | 28.84
2020-07-03 | 28.66 | 30.22 | 29.67 | 29.74 | 30.53
2020-07-04 | 29.12 | 29.73 | 30.36 | 30.35 | 31.02
2020-07-05 | 28.02 | 29.7 | 30.64 | 29.68 | 31.24
2020-07-06 | 27.26 | 27.59 | 29.9 | 29.79 | 30.69
2020-07-07 | 28.89 | 27.82 | 29.72 | 28.98 | 31.03
2020-07-08 | 29.2 | 29.21 | 30.33 | 30.03 | 32.28
2020-07-09 | 29.99 | 29.81 | 30.58 | 30.81 | 33.37
2020-07-10 | 30.24 | 29.57 | 31.42 | 31.28 | 34.09
2020-07-11 | 30.63 | 30.97 | 32.15 | 32.19 | 34.26
2020-07-12 | 30.86 | 31.13 | 32.59 | 32.9 | 33.8
2020-07-13 | 31.06 | 31.91 | 33.44 | 33.89 | 33.65
2020-07-14 | 30.25 | 31.66 | 32.26 | 32.82 | 33.11
2020-07-15 | 30.19 | 30.87 | 31.28 | 31.43 | 32.55
2020-07-16 | 29.75 | 31.13 | 30.61 | 31.53 | 30.91
2020-07-17 | 29.12 | 30.73 | 30.81 | 31.69 | 31.48
2020-07-18 | 29.14 | 30.02 | 29.87 | 30.73 | 31.01
2020-07-19 | 28.73 | 30.68 | 30.34 | 31.07 | 29.8
2020-07-20 | 27.3 | 30.24 | 31.07 | 30.89 | 29.81
2020-07-21 | 27.61 | 28.41 | 29.61 | 29.77 | 28.16
2020-07-22 | 27.6 | 28.52 | 29.62 | 30.09 | 27.13
2020-07-23 | 29.07 | 30.3 | 31.16 | 31.17 | 27.73
2020-07-24 | 29.05 | 31.42 | 32.16 | 31.41 | 26.54
2020-07-25 | 27.96 | 30.41 | 29.21 | 29.59 | 25.66
2020-07-26 | 27.64 | 30.07 | 27.68 | 28.41 | 28.58
2020-07-27 | 28.08 | 30.04 | 29.19 | 29.31 | 28.25
2020-07-28 | 27.84 | 27.82 | 29.25 | 29.49 | 29.78
2020-07-29 | 27.34 | 27.85 | 28.24 | 29.63 | 31.6
2020-07-30 | 28.04 | 30.88 | 28.96 | 30.4 | 32.42
2020-07-31 | 28.81 | 28.12 | 28.46 | 30.01 | 29.99
2020-08-01 | 27.29 | 27.91 | 29.55 | 30.02 | 28.49
2020-08-02 | 28.18 | 29.18 | 29.85 | 30.14 | 29.59
2020-08-03 | 29.15 | 27.23 | 29.81 | 30.17 | 28.84
2020-08-04 | 27.52 | 28.31 | 29.65 | 30.45 | 30.92
2020-08-05 | 29.2 | 27.03 | 29.81 | 31.88 | 31.4
2020-08-06 | 29.18 | 29.16 | 29.99 | 31.52 | 29.24
2020-08-07 | 29.82 | 31.31 | 30.34 | 31.51 | 29.12
2020-08-08 | 29.88 | 31.86 | 30.6 | 31.75 | 30.23
2020-08-09 | 29.77 | 32.31 | 30.64 | 32.15 | 31.1
2020-08-10 | 29.94 | 32.71 | 30.9 | 32.09 | 31.4
2020-08-11 | 30.68 | 32.85 | 31.46 | 32.64 | 32.43
2020-08-12 | 30.85 | 34.03 | 31.68 | 33.09 | 32.07
2020-08-13 | 30.77 | 34.26 | 31.69 | 33.1 | 32.03
2020-08-14 | 30.88 | 34.54 | 32.32 | 33.37 | 31.72
2020-08-15 | 31.27 | 34.2 | 32.66 | 33.85 | 32.22
2020-08-16 | 30.91 | 32.4 | 32.6 | 33.6 | 30.34
2020-08-17 | 29.2 | 28.66 | 31.55 | 30.81 | 28.3
2020-08-18 | 29.7 | 29.31 | 31.76 | 32.05 | 28.55
2020-08-19 | 29 | 27.05 | 31.67 | 30.21 | 29.11
2020-08-20 | 28.97 | 27.73 | 29.18 | 30.34 | 30.56
2020-08-21 | 29.7 | 28.04 | 31.1 | 31.41 | 30.84
2020-08-22 | 28.75 | 29.02 | 27.66 | 28.09 | 30.16
2020-08-23 | 28.66 | 30.02 | 28.09 | 28.54 | 30.49
2020-08-24 | 29.48 | 30.65 | 28.8 | 29.52 | 27.46
2020-08-25 | 30 | 30.76 | 30.01 | 30.26 | 27.74
2020-08-26 | 29.51 | 29.8 | 30.96 | 30 | 28.19
2020-08-27 | 30.83 | 29.37 | 31.89 | 30.74 | 29.23
2020-08-28 | 31.39 | 33.15 | 32.93 | 32.57 | 30.8
2020-08-29 | 31.25 | 32.69 | 32.45 | 32.58 | 31.17
2020-08-30 | 30.21 | 29.23 | 32.02 | 32.39 | 29.7
2020-08-31 | 30.69 | 29.86 | 31.6 | 32.15 | 28.56
2020-09-01 | 30.77 | 29.34 | 30.71 | 30.87 | 27.29
2020-09-02 | 30.83 | 26.35 | 29.3 | 28.22 | 27.5
2020-09-03 | 29.43 | 26.41 | 28.59 | 27.5 | 29.49
2020-09-04 | 29.06 | 26.2 | 25.89 | 25.51 | 28.91
2020-09-05 | 26.88 | 27.09 | 26.36 | 25.44 | 27.21
2020-09-06 | 28.46 | 27.41 | 27.02 | 26.66 | 26.83
2020-09-07 | 28.8 | 28.44 | 25.92 | 27.28 | 28.4
2020-09-08 | 26.89 | 27.57 | 26.68 | 25.68 | 27.48
2020-09-09 | 28.03 | 24.34 | 25.44 | 25.42 | 17.19
2020-09-10 | 26.36 | 17.37 | 18.8 | 17.7 | 13.76
2020-09-11 | 26.57 | 21.1 | 22.58 | 21.91 | 18.66
2020-09-12 | 28.45 | 24.25 | 25.71 | 25.25 | 21.94
2020-09-13 | 28.74 | 24.43 | 26.76 | 26.42 | 23.16
2020-09-14 | 28.2 | 24.06 | 26.19 | 25.93 | 21.35
2020-09-15 | 28.93 | 25.37 | 26.52 | 26.44 | 22.02
2020-09-16 | 28.95 | 25.63 | 26.37 | 26.14 | 24.09
2020-09-17 | 28.01 | 25.42 | 25.26 | 25.58 | 22.94
2020-09-18 | 26.21 | 23.74 | 24.82 | 24.53 | 21.81
2020-09-19 | 24.71 | 21.13 | 23.12 | 22.5 | 21.5
2020-09-20 | 22.42 | 20.97 | 21.68 | 21.36 | 22.53
2020-09-21 | 22.73 | 21.45 | 22.1 | 21.13 | 22.26
2020-09-22 | 24.22 | 21.18 | 23.29 | 21.91 | 23.12
2020-09-23 | 23.33 | 20.97 | 23.82 | 22.49 | 25.55
2020-09-24 | 22.25 | 21.29 | 22.6 | 21.9 | 25.82
2020-09-25 | 22.74 | 21.73 | 23.33 | 22.28 | 26
2020-09-26 | 24.09 | 23.52 | 25.39 | 24.55 | 26.27
2020-09-27 | 26.3 | 26 | 27.48 | 27.32 | 26
2020-09-28 | 22.23 | 18.82 | 21.61 | 21.27 | 18
2020-09-29 | 19.6 | 18.69 | 20.31 | 19.7 | 18.54
2020-09-30 | 19.86 | 21.61 | 21.1 | 20.69 | 22.18
2020-10-01 | 21.41 | 20.56 | 22.13 | 21.39 | 22.65
2020-10-02 | 20.65 | 17.96 | 20.74 | 19.67 | 21.77
2020-10-03 | 19.86 | 19.86 | 21.23 | 20.5 | 22.07
2020-10-04 | 22.54 | 19.61 | 23.46 | 22.36 | 20.63
2020-10-05 | 22.45 | 18.2 | 23.6 | 21.33 | 22.56
2020-10-06 | 21.82 | 21.47 | 23.72 | 23.06 | 23.88
2020-10-07 | 22.77 | 23.06 | 23.67 | 23.93 | 22.55
2020-10-08 | 25.33 | 23.51 | 24.57 | 24 | 22.56
2020-10-09 | 25.53 | 24.66 | 26.2 | 25.6 | 23.06
2020-10-10 | 24.94 | 24.12 | 26.32 | 25.62 | 22.54
2020-10-11 | 26.47 | 26.45 | 26.46 | 26.5 | 21.06
2020-10-12 | 25.86 | 21.88 | 25.38 | 24.34 | 20.45
2020-10-13 | 23.52 | 19.36 | 24.02 | 21.35 | 23.1
2020-10-14 | 23.72 | 22.88 | 25.65 | 24.06 | 23.42
2020-10-15 | 26.26 | 20.59 | 25.58 | 24.18 | 19.18
2020-10-16 | 17 | 16.2 | 19.69 | 18.24 | 16.36
2020-10-17 | 21.45 | 18.71 | 20.15 | 20.4 | 19.58
2020-10-18 | 25.45 | 25.15 | 24.91 | 25.78 | 20.12
2020-10-19 | 25.65 | 18.05 | 26.53 | 26.23 | 20.45
2020-10-20 | 25.18 | 24.53 | 26.31 | 25.9 | 21.18
2020-10-21 | 24.45 | 24.78 | 25.68 | 25.33 | 22.14
2020-10-22 | 24.74 | 24.5 | 26.02 | 25.38 | 21.46
2020-10-23 | 23.36 | 16 | 23.33 | 21.07 | 18.57
2020-10-24 | 16.72 | 11.31 | 17.53 | 14.91 | 16.54
2020-10-25 | 20.94 | 14.14 | 22.52 | 20.54 | 20.06
2020-10-26 | 23.1 | 8.36 | 21.01 | 17.66 | 11.84
2020-10-27 | 18.55 | 5.05 | 9.26 | 7.35 | 0.05
2020-10-28 | 11.49 | 5.37 | 11.22 | 9.24 | 4.22
2020-10-29 | 10.99 | 8.07 | 13.22 | 10.96 | 9.68
2020-10-30 | 13.04 | 10.26 | 13.95 | 12.05 | 12.93
2020-10-31 | 14.76 | 12.58 | 15.87 | 14.37 | 15.79
2020-11-01 | 17.23 | 13.82 | 17.9 | 16.13 | 14.6
2020-11-02 | 14.68 | 12.5 | 16.61 | 14.79 | 14.68
2020-11-03 | 14.52 | 14.18 | 17.04 | 15.63 | 16.54
2020-11-04 | 17.12 | 15.41 | 17.58 | 16.56 | 18.65
2020-11-05 | 19.83 | 18.6 | 19.94 | 19.51 | 18.25
2020-11-06 | 18.83 | 18.22 | 20.07 | 19.52 | 17.67
2020-11-07 | 19.34 | 16.83 | 19.95 | 18.78 | 18.23
2020-11-08 | 21.21 | 18.41 | 21.54 | 20.2 | 17.22
2020-11-09 | 22.81 | 20.32 | 22.37 | 21.69 | 13.51
2020-11-10 | 23.7 | 17.63 | 21.11 | 20.46 | 8.19
2020-11-11 | 21.75 | 13.43 | 20.55 | 17.57 | 11.16
2020-11-12 | 20.7 | 16.99 | 21.9 | 20.06 | 12.5
2020-11-13 | 21.82 | 17.45 | 22.29 | 21.64 | 13.72
2020-11-14 | 24.25 | 22.3 | 23.92 | 24.39 | 12.18
2020-11-15 | 19.36 | 13.63 | 17.27 | 16.31 | 11.37
2020-11-16 | 14.04 | 12.47 | 15.08 | 13.38 | 15.26
2020-11-17 | 14.25 | 14.1 | 14.94 | 14.63 | 14.79
2020-11-18 | 14.91 | 14.24 | 16.16 | 16.03 | 16.32
2020-11-19 | 18.58 | 16.28 | 18.34 | 18.45 | 18.57
2020-11-20 | 20.84 | 17.96 | 19.49 | 19.92 | 18.89
2020-11-21 | 20.33 | 18.63 | 20.52 | 21.08 | 17.07
2020-11-22 | 20.33 | 13.28 | 20.73 | 19.67 | 15.07
2020-11-23 | 16.96 | 11.23 | 17.2 | 14.52 | 16.06
2020-11-24 | 21.82 | 17.18 | 21.55 | 21.32 | 11.18
2020-11-25 | 18.24 | 11.46 | 17.2 | 15.25 | 10.42
2020-11-26 | 17.3 | 12.23 | 16.14 | 15.8 | 11.79
2020-11-27 | 22.04 | 11.5 | 19.71 | 17.6 | 9.39
2020-11-28 | 17.05 | 8.68 | 13.76 | 13.42 | 5.96
2020-11-29 | 13.18 | 8.41 | 10.01 | 10.32 | 6.68
2020-11-30 | 7.07 | 3.45 | 7.68 | 6.58 | 4.97
2020-12-01 | 9.67 | 5.1 | 7.15 | 7.15 | 6.83
2020-12-02 | 15.62 | 8.37 | 11.18 | 11.31 | 2.24
2020-12-03 | 8.53 | 4.31 | 7.09 | 6.61 | 1.17
2020-12-04 | 7.61 | 5.61 | 7.32 | 6.89 | 2.84
2020-12-05 | 8.35 | 7.99 | 7.94 | 8.08 | 5.67
2020-12-06 | 10.01 | 8.15 | 9.37 | 9.01 | 6.92
2020-12-07 | 9.72 | 8.42 | 12.28 | 10.75 | 7.67
2020-12-08 | 11.84 | 11.02 | 14.69 | 13.96 | 9.68
2020-12-09 | 12.79 | 11.85 | 14.03 | 13.84 | 10.86
2020-12-10 | 14.98 | 13.04 | 13.82 | 14.17 | 8.9
2020-12-11 | 18.27 | 14.22 | 16.83 | 16.51 | 6.74
2020-12-12 | 14.29 | 6.66 | 12.82 | 10.57 | 7.31
2020-12-13 | 13.6 | 3.98 | 12.79 | 10.77 | 2.86
2020-12-14 | 6.37 | 1.96 | 5.69 | 4.41 | 2.38
2020-12-15 | 7.5 | 3.66 | 7.94 | 7.28 | 2.06
2020-12-16 | 5.75 | 2.31 | 6.53 | 4.49 | 3.2
2020-12-17 | 5.15 | 4.75 | 6.74 | 6.44 | 5
2020-12-18 | 11.14 | 8.71 | 11.67 | 10.6 | 6.62
2020-12-19 | 15 | 11.16 | 14.89 | 12.94 | 4.78
2020-12-20 | 11.74 | 8.59 | 11.91 | 10.66 | 5.79
2020-12-21 | 11.68 | 10.74 | 12.83 | 12.73 | 6.74
2020-12-22 | 13.23 | 12 | 14.81 | 14.03 | 7.37
2020-12-23 | 17.92 | 12.2 | 16.38 | 16.45 | 5.25
2020-12-24 | 5.65 | 3.69 | 6.25 | 5.61 | 0.89
2020-12-25 | 7.53 | 5.85 | 10.04 | 8.59 | 4.21
2020-12-26 | 10.66 | 9.54 | 10.34 | 11 | 5.43
2020-12-27 | 15.06 | 11.98 | 13.6 | 14.24 | 7.81
2020-12-28 | 16.3 | 10.24 | 17.17 | 16.36 | 10.7
2020-12-29 | 16.44 | 15.22 | 18.78 | 17.61 | 7.39
2020-12-30 | 19.29 | 8.79 | 15.02 | 14.46 | 2.23
2020-12-31 | 14.95 | 2.68 | 4.34 | 4.49 | 1.83
2021-01-01 | 6.11 | 2.25 | 4.87 | 4.35 | 1.98
2021-01-02 | 6.72 | 3.71 | 7.1 | 6.76 | 3.17
2021-01-03 | 9.64 | 6.06 | 8.83 | 9.07 | 4.59
2021-01-04 | 13.35 | 8.62 | 12.42 | 10.34 | 6.7
2021-01-05 | 12.1 | 9.09 | 13.1 | 12.14 | 7.42
2021-01-06 | 14.48 | 11.31 | 14.74 | 13.94 | 5.85
2021-01-07 | 8.92 | 7.02 | 9.11 | 8.16 | 7.3
2021-01-08 | 6.56 | 4.03 | 6.85 | 5.63 | 6.8
2021-01-09 | 5.6 | 2.35 | 6.71 | 5.34 | 5.21
2021-01-10 | 2.65 | 1.54 | 3.28 | 2.12 | 1.01
2021-01-11 | 1.59 | 2.58 | 2.94 | 2.48 | 0.01
2021-01-12 | 3.58 | 3.22 | 3.86 | 3.86 | 2.38
2021-01-13 | 5.56 | 5.62 | 6.58 | 6.44 | 4
2021-01-14 | 9.62 | 7.59 | 9.13 | 8.86 | 8.16
2021-01-15 | 6.86 | 4.9 | 7.29 | 6.97 | 6.98
2021-01-16 | 6.73 | 5.05 | 8.08 | 6.85 | 7.66
2021-01-17 | 8.72 | 6.91 | 11.03 | 9.1 | 7.59
2021-01-18 | 11.8 | 9.81 | 12.74 | 11.93 | 9.78
2021-01-19 | 16.98 | 10.31 | 15.44 | 15.05 | 5.72
2021-01-20 | 15.44 | 7.55 | 10.91 | 11.07 | 4.94
2021-01-21 | 15.87 | 10.63 | 14.94 | 14.29 | 7.19
2021-01-22 | 17.63 | 10.14 | 17.15 | 15.27 | 7.63
2021-01-23 | 16.47 | 9.57 | 14.59 | 13.42 | 8.47
2021-01-24 | 19.15 | 14.35 | 18.74 | 17.42 | 8.87
2021-01-25 | 19.39 | 15.08 | 17.28 | 17.91 | 4
2021-01-26 | 15.89 | 7 | 15.23 | 12.83 | 1.64
2021-01-27 | 12.06 | 4.32 | 11.52 | 9.85 | 1.54
2021-01-28 | 7.6 | 2.73 | 7.45 | 6.22 | 5.41
2021-01-29 | 10.45 | 8.08 | 11.69 | 10.84 | 8.46
2021-01-30 | 17.76 | 14.43 | 16.28 | 16.17 | 7.09
2021-01-31 | 12.09 | 7.12 | 13.39 | 11.14 | 6.06
2021-02-01 | 8.24 | 6.32 | 10.76 | 8.62 | 8.32
2021-02-02 | 8.82 | 8.21 | 10.77 | 10.07 | 12.08
2021-02-03 | 12.73 | 11.56 | 14.3 | 13.62 | 14.4
2021-02-04 | 17.93 | 12.03 | 17.83 | 17.1 | 12.79
2021-02-05 | 9.18 | 7.31 | 11.76 | 10.2 | 8.7
2021-02-06 | 11.52 | 6.1 | 13.62 | 12.09 | 8.53
2021-02-07 | 9.18 | 6.13 | 11.57 | 10.22 | 9.5
2021-02-08 | 13.41 | 9.23 | 15.13 | 14.63 | 10.54
2021-02-09 | 17.06 | 1.41 | 17.18 | 11.34 | 11.91
2021-02-10 | 14.47 | -0.6 | 11.48 | 5.9 | 11.69
2021-02-11 | 5.7 | -1.72 | 3.42 | 0.62 | 11.63
2021-02-12 | 1.44 | -2.61 | 1.26 | -0.69 | 10.87
2021-02-13 | 1.99 | -3.63 | -0.47 | -1.65 | 8.08
2021-02-14 | 1.28 | -7.57 | -3.15 | -4.27 | -2.32
2021-02-15 | -6.84 | -11.17 | -7.05 | -8.26 | -5.61
2021-02-16 | -4.68 | -10.19 | -4.02 | -6.99 | 2.69
2021-02-17 | -1.3 | -3.79 | 0.53 | -3.36 | 4.2
2021-02-18 | -1.68 | -3.73 | -1.65 | -2.62 | 1.61
2021-02-19 | -0.58 | -3.14 | 0.08 | -2.8 | 3.92
2021-02-20 | 4.63 | 2.48 | 5.23 | 2.7 | 10.51
2021-02-21 | 13.23 | 7.48 | 13.7 | 11.36 | 6.77
2021-02-22 | 13.58 | 8.65 | 13.7 | 11.66 | 7.88
2021-02-23 | 13.26 | 13.49 | 15.01 | 14.5 | 11.35
2021-02-24 | 18.81 | 14.35 | 18.96 | 18.25 | 11.38
2021-02-25 | 18.29 | 8.48 | 16.59 | 13.56 | 12.3
2021-02-26 | 19.25 | 10.49 | 15.23 | 12.67 | 10.5
2021-02-27 | 20.54 | 15.14 | 20.44 | 19.45 | 9.64
2021-02-28 | 21.92 | 16.37 | 20.4 | 19.94 | 8.36
2021-03-01 | 14.3 | 9.2 | 11.27 | 11.03 | 4.98
2021-03-02 | 11.23 | 10.16 | 11.11 | 10.67 | 5.93
2021-03-03 | 11.06 | 10.74 | 12.86 | 12.33 | 12.16
2021-03-04 | 12.92 | 13.64 | 15.54 | 14.27 | 12.74
2021-03-05 | 15.78 | 14.04 | 17.93 | 16.68 | 11.13
2021-03-06 | 13.85 | 10.76 | 14.08 | 13.48 | 9.77
2021-03-07 | 11.07 | 10.71 | 12.98 | 11.9 | 12.82
2021-03-08 | 13.16 | 12.4 | 14.6 | 14.15 | 15.87
2021-03-09 | 17.04 | 16.72 | 18.18 | 18.07 | 16.34
2021-03-10 | 19.07 | 19.13 | 20.18 | 19.97 | 13.43
2021-03-11 | 20.41 | 21.18 | 21.26 | 21.68 | 13.97
2021-03-12 | 21.4 | 21.54 | 22.18 | 22.47 | 15.87
2021-03-13 | 20.58 | 20.2 | 21.42 | 21.34 | 8.27
2021-03-14 | 18.57 | 16.83 | 17.62 | 17.35 | 7.33
2021-03-15 | 18.95 | 15.64 | 17.92 | 17.71 | 11
2021-03-16 | 22.01 | 17.64 | 21.3 | 20.3 | 10.88
2021-03-17 | 20.47 | 15.5 | 18.89 | 18.61 | 9.79
2021-03-18 | 12.09 | 9.58 | 14.32 | 12.4 | 10.71
2021-03-19 | 11.75 | 10.22 | 13.39 | 11.84 | 12.82
2021-03-20 | 12.12 | 11.92 | 13.71 | 13.51 | 15.72
2021-03-21 | 13.56 | 13.18 | 15.43 | 14.45 | 17.47
2021-03-22 | 17.73 | 14.03 | 17.94 | 16.17 | 12.56
2021-03-23 | 20.31 | 14.76 | 18.84 | 18.59 | 11.79
2021-03-24 | 20.15 | 15.79 | 20.36 | 18.12 | 8.13
2021-03-25 | 19.22 | 14.39 | 18.77 | 17.9 | 9.67
2021-03-26 | 19.04 | 15.89 | 19.18 | 18.15 | 11.96
2021-03-27 | 23.39 | 18.85 | 22.3 | 22.35 | 10.9
2021-03-28 | 18.02 | 14.95 | 18.18 | 17.77 | 13.01
2021-03-29 | 15.88 | 15.47 | 17.32 | 17.02 | 16.32
2021-03-30 | 21.96 | 19.14 | 19.94 | 21.48 | 18.1
2021-03-31 | 20.57 | 13.92 | 19.62 | 18.22 | 13.25
2021-04-01 | 14.62 | 11.97 | 15.78 | 13.9 | 13.84
2021-04-02 | 13.29 | 13.17 | 16.25 | 14.67 | 18.74
2021-04-03 | 13.29 | 15.54 | 16.63 | 14.47 | 20.67
2021-04-04 | 17.44 | 17.17 | 18.08 | 14.65 | 20.47
2021-04-05 | 20.11 | 18.57 | 20.33 | 19.17 | 21.43
2021-04-06 | 22.5 | 21.74 | 24.03 | 22.97 | 18.99
2021-04-07 | 23.3 | 20.13 | 24.36 | 23.26 | 17.46
2021-04-08 | 23.24 | 19.43 | 24.88 | 22.19 | 20.29
2021-04-09 | 23.93 | 22.26 | 26.88 | 25.27 | 19.35
2021-04-10 | 21.6 | 16.08 | 21.78 | 19.57 | 17.19
2021-04-11 | 20.59 | 19.08 | 22.81 | 21.24 | 19.72
2021-04-12 | 22.57 | 20.17 | 24.4 | 23.32 | 21.2
2021-04-13 | 24.62 | 19.55 | 25.62 | 24.02 | 16.88
2021-04-14 | 24.9 | 18.43 | 25.71 | 23.53 | 18.65
2021-04-15 | 21.27 | 14.9 | 22.14 | 19.91 | 20.35
2021-04-16 | 21.26 | 14.97 | 23.16 | 20.36 | 17.51
2021-04-17 | 16.12 | 11.8 | 15.65 | 14.55 | 10.6
2021-04-18 | 15.51 | 13.19 | 16.35 | 14.89 | 10.48
2021-04-19 | 17.7 | 15.8 | 18.5 | 17.21 | 13.66
2021-04-20 | 19.7 | 11.41 | 20.03 | 18.16 | 16.83
2021-04-21 | 14.15 | 10.6 | 15.1 | 12.48 | 13.57
2021-04-22 | 17.18 | 14.15 | 17.46 | 16.45 | 17.14
2021-04-23 | 21.93 | 18.31 | 22.48 | 21.12 | 16.93
2021-04-24 | 23.13 | 17.65 | 22.8 | 20.3 | 18.35
2021-04-25 | 21.78 | 19.06 | 22.83 | 22.06 | 21.25
2021-04-26 | 22.63 | 21.65 | 24.13 | 23.82 | 21.58
2021-04-27 | 24.78 | 21.54 | 24.15 | 23.75 | 18.44
2021-04-28 | 26.88 | 24.63 | 26.86 | 26.33 | 13.53
2021-04-29 | 25.51 | 19.99 | 23.92 | 24.77 | 11.25
2021-04-30 | 21.78 | 19.34 | 21.81 | 21.51 | 15.02
2021-05-01 | 21.94 | 19.81 | 19.48 | 20.95 | 18.9
2021-05-02 | 23.83 | 22.15 | 22.56 | 22.63 | 21.96
2021-05-03 | 25.79 | 25.2 | 26.12 | 25.86 | 19.03
2021-05-04 | 24.46 | 18.87 | 22.88 | 22.32 | 17.86
2021-05-05 | 20.49 | 17.17 | 20.49 | 19.25 | 22.34
2021-05-06 | 21.75 | 20.16 | 21.45 | 21.32 | 24.48
2021-05-07 | 22.4 | 21.41 | 22.39 | 22.51 | 25.59
2021-05-08 | 23.98 | 23.63 | 25.33 | 24.84 | 22.26
2021-05-09 | 26.71 | 23.53 | 27.22 | 27.16 | 21.93
2021-05-10 | 26.56 | 16.06 | 26.11 | 24.72 | 22.93
2021-05-11 | 25.54 | 16.35 | 24.62 | 22.1 | 23.02
2021-05-12 | 20.39 | 16.19 | 19.46 | 18.55 | 18.29
2021-05-13 | 21.1 | 17.8 | 19.63 | 19.62 | 21.69
2021-05-14 | 21.79 | 19.4 | 22.33 | 22.02 | 24.9
2021-05-15 | 23.8 | 21.24 | 21.96 | 22.88 | 24.62
2021-05-16 | 22.86 | 21.34 | 24.44 | 23.73 | 23.73
2021-05-17 | 24.77 | 22.56 | 25.41 | 24.84 | 21.43
2021-05-18 | 23.44 | 21.8 | 24.09 | 22.83 | 21.27
2021-05-19 | 22.6 | 22.28 | 21.38 | 21.9 | 24.32
2021-05-20 | 23.2 | 21.17 | 22.86 | 22.83 | 25.46
2021-05-21 | 23.68 | 23.1 | 23.81 | 24.05 | 23.69
2021-05-22 | 23.76 | 22.62 | 24.05 | 23.51 | 26.53
2021-05-23 | 22.74 | 22.12 | 22.46 | 22.08 | 24.44
2021-05-24 | 23.87 | 22.81 | 23.76 | 23.84 | 24.6
2021-05-25 | 24.27 | 23.31 | 25.12 | 24.69 | 25.27
2021-05-26 | 25.64 | 25.3 | 26.18 | 26.04 | 25.97
2021-05-27 | 26.1 | 25.81 | 26.61 | 26.4 | 23.99
2021-05-28 | 24.97 | 23.41 | 24.64 | 24.33 | 25.96
2021-05-29 | 25.36 | 22.07 | 23.56 | 24.17 | 26.96
2021-05-30 | 23.89 | 20.19 | 23.91 | 24.24 | 26.64
2021-05-31 | 24.82 | 20.99 | 23.91 | 24.15 | 25.4
2021-06-01 | 24.72 | 20.84 | 23.75 | 22.95 | 23.06
2021-06-02 | 24.75 | 21.46 | 23.36 | 23.19 | 25.35
2021-06-03 | 24.65 | 22.03 | 22.07 | 21.93 | 24.24
2021-06-04 | 23.72 | 22.26 | 22.7 | 22.53 | 23.32
2021-06-05 | 24.81 | 22.53 | 23.6 | 23.95 | 27.17
2021-06-06 | 25.92 | 23.84 | 24.99 | 24.68 | 29.03
2021-06-07 | 26.56 | 24.5 | 26.16 | 26.47 | 28.37
2021-06-08 | 27.01 | 25.56 | 26.42 | 26.26 | 28.21
2021-06-09 | 26.89 | 26.7 | 26.45 | 27.02 | 30.09
2021-06-10 | 27.04 | 26.98 | 26.69 | 27.04 | 31.37
2021-06-11 | 27.13 | 27.35 | 26.84 | 27.36 | 31.79
2021-06-12 | 27.96 | 27.71 | 27.27 | 27.59 | 32.82
2021-06-13 | 28.67 | 28.73 | 27.63 | 28.42 | 32.49
2021-06-14 | 27.87 | 27.95 | 28.39 | 28.82 | 32.02
2021-06-15 | 28.77 | 28.09 | 28.08 | 29.15 | 29.36
2021-06-16 | 28.1 | 28.32 | 27.99 | 28.87 | 30.09
2021-06-17 | 28.13 | 28.39 | 28.19 | 29.33 | 28.9
2021-06-18 | 26.96 | 27.51 | 27.86 | 28.34 | 29.66
2021-06-19 | 27.7 | 26.82 | 27.4 | 28.39 | 31.11
2021-06-20 | 27.57 | 28.08 | 27.93 | 28.7 | 32.48
2021-06-21 | 28.57 | 25.9 | 29 | 29.54 | 31.46
2021-06-22 | 28.47 | 23.79 | 28.29 | 25.54 | 30.01
2021-06-23 | 28.72 | 27.51 | 29.19 | 29.02 | 31.6
2021-06-24 | 28.75 | 29.21 | 29.15 | 29.6 | 31.31
2021-06-25 | 28.21 | 29.48 | 28.96 | 29.3 | 31.41
2021-06-26 | 28.09 | 28.53 | 28.82 | 29.44 | 30.75
2021-06-27 | 27.64 | 28.13 | 27.01 | 27.48 | 24.62
2021-06-28 | 25.13 | 25.76 | 25.17 | 25.55 | 19.93
2021-06-29 | 26.23 | 25.86 | 25.42 | 26.06 | 20.51
2021-06-30 | 27.37 | 26.9 | 26.93 | 27.8 | 23.4
2021-07-01 | 28.33 | 28.81 | 28.51 | 28.79 | 24.46
2021-07-02 | 26.77 | 26.65 | 29.12 | 29.11 | 24.73
2021-07-03 | 26.8 | 25.47 | 28.63 | 27.15 | 25.18
2021-07-04 | 26.73 | 25.48 | 27.02 | 26.74 | 27.44
2021-07-05 | 26.39 | 26.3 | 26.2 | 26.48 | 26.97
2021-07-06 | 26.48 | 27.69 | 26.33 | 26.68 | 26.16
2021-07-07 | 25.67 | 28.56 | 25.69 | 26.16 | 26.01
2021-07-08 | 25.15 | 28.63 | 25.79 | 26.58 | 27.05
2021-07-09 | 25.38 | 27.39 | 25.4 | 25.96 | 27.97
2021-07-10 | 27.62 | 28.48 | 26.32 | 27.52 | 28.84
2021-07-11 | 27.21 | 27.27 | 26.86 | 27.41 | 27.25
2021-07-12 | 26.74 | 27.05 | 26.11 | 26.27 | 26.1
2021-07-13 | 26.5 | 27.75 | 25.08 | 25.8 | 26.92
2021-07-14 | 26.41 | 27.51 | 25.3 | 25.75 | 27.98
2021-07-15 | 27 | 28.22 | 26.44 | 27.43 | 27.9
2021-07-16 | 27.37 | 28.67 | 27.01 | 28.11 | 28.53
2021-07-17 | 27.9 | 28.89 | 27.44 | 28.68 | 29.45
2021-07-18 | 28.18 | 29.45 | 27.61 | 28.98 | 25.35
2021-07-19 | 28.64 | 27.93 | 28.3 | 28.52 | 25.62
2021-07-20 | 26.91 | 27.26 | 27.68 | 27.36 | 26.37
2021-07-21 | 27 | 27.47 | 26.9 | 27.11 | 26.07
2021-07-22 | 26.58 | 28.81 | 25.79 | 27.09 | 26.73
2021-07-23 | 27.9 | 29.65 | 27.24 | 27.84 | 25.81
2021-07-24 | 27.99 | 30.72 | 27.66 | 29.44 | 25.45
2021-07-25 | 27.33 | 30.9 | 27.7 | 29.48 | 25.91
2021-07-26 | 27.8 | 31.48 | 27.89 | 29.59 | 26.29
2021-07-27 | 27.69 | 31.08 | 27.39 | 29.22 | 28.28
2021-07-28 | 28.56 | 30.78 | 27.56 | 28.13 | 27.97
2021-07-29 | 29.02 | 30.76 | 27.71 | 29.52 | 25.82
2021-07-30 | 29.11 | 31.91 | 27.67 | 29.99 | 26.55
2021-07-31 | 29.09 | 32.17 | 29.14 | 29.14 | 26.85
2021-08-01 | 28.62 | 30.49 | 29.32 | 30.2 | 26.19
2021-08-02 | 27.65 | 26.78 | 26.36 | 26.16 | 24.91
2021-08-03 | 28.36 | 28.03 | 27.23 | 27.47 | 25.38
2021-08-04 | 27.79 | 27.82 | 27.08 | 27.82 | 26.27
2021-08-05 | 26.34 | 27.73 | 25.41 | 25.55 | 27.21
2021-08-06 | 27.23 | 28.81 | 27.26 | 27.68 | 27.73
2021-08-07 | 28.52 | 29.69 | 27.99 | 29.17 | 29.24
2021-08-08 | 29.07 | 30.5 | 28.51 | 30.01 | 29.89
2021-08-09 | 29.04 | 30.86 | 28.65 | 29.92 | 30.18
2021-08-10 | 28.76 | 31 | 28.67 | 30.08 | 27.29
2021-08-11 | 28.72 | 31.11 | 28.17 | 29.28 | 23.83
2021-08-12 | 28.64 | 31.55 | 27.96 | 29.4 | 24.14
2021-08-13 | 28.65 | 30.26 | 28.09 | 29.35 | 22.24
2021-08-14 | 28.9 | 28.01 | 28.76 | 29.95 | 21.47
2021-08-15 | 28.36 | 27.76 | 27.48 | 27.39 | 21.86
2021-08-16 | 28.04 | 28.68 | 28.33 | 28.35 | 21.6
2021-08-17 | 28.7 | 26.58 | 27.43 | 27.57 | 24.03
2021-08-18 | 28.67 | 26.5 | 29.06 | 29.24 | 24.73
2021-08-19 | 29.17 | 27.77 | 28.95 | 29.77 | 25.45
2021-08-20 | 29.21 | 28.03 | 28.93 | 29.93 | 26.27
2021-08-21 | 29.44 | 29.15 | 29.22 | 30.24 | 26.24
2021-08-22 | 28.99 | 29.49 | 29.06 | 29.98 | 26.38
2021-08-23 | 29.05 | 29.27 | 29.09 | 29.7 | 27.79
2021-08-24 | 29.82 | 29.37 | 29.67 | 30.35 | 27.19
2021-08-25 | 30.16 | 30.38 | 29.34 | 30.49 | 28.16
2021-08-26 | 29.85 | 30.81 | 29.75 | 30.29 | 26.71
2021-08-27 | 27.43 | 29.27 | 28.17 | 28.28 | 26.69
2021-08-28 | 27.09 | 29 | 27.29 | 28.24 | 25.87
2021-08-29 | 28.76 | 27.93 | 27.83 | 28.8 | 26.43
2021-08-30 | 30.15 | 29.98 | 29.34 | 30.25 | 26.13
2021-08-31 | 30.36 | 31.24 | 30.28 | 30.88 | 26.46
2021-09-01 | 29.96 | 31.46 | 30.4 | 31.01 | 24.79
2021-09-02 | 29.79 | 30.9 | 29.93 | 30.63 | 24.84
2021-09-03 | 29.23 | 30.8 | 29.51 | 30.32 | 26.29
2021-09-04 | 29.66 | 31.27 | 30.19 | 31.25 | 26.35
2021-09-05 | 29.89 | 29.72 | 30.48 | 31.58 | 24.21
2021-09-06 | 28.88 | 29.11 | 28.27 | 28.52 | 25.66
2021-09-07 | 27.68 | 28.7 | 28.51 | 28.27 | 27.56
2021-09-08 | 27.72 | 28.07 | 29.56 | 28.43 | 26.63
2021-09-09 | 27.96 | 26.86 | 28.45 | 27.39 | 26.14
2021-09-10 | 25.92 | 27.08 | 26.98 | 25.69 | 25.93
2021-09-11 | 25.71 | 26.42 | 26.71 | 25.65 | 25.47
2021-09-12 | 25.81 | 26.13 | 26.66 | 26.87 | 23.84
2021-09-13 | 25.07 | 27.18 | 26.48 | 26.25 | 23.94
2021-09-14 | 23.79 | 27.14 | 27.42 | 26.62 | 26.38
2021-09-15 | 25.44 | 27.12 | 27.68 | 27.05 | 26.03
2021-09-16 | 25.54 | 28.11 | 28.58 | 27.97 | 27.02
2021-09-17 | 27.65 | 28.27 | 30.33 | 29.17 | 27.38
2021-09-18 | 27.97 | 29.42 | 30.52 | 29.72 | 26.08
2021-09-19 | 27.34 | 29.47 | 30.5 | 30.67 | 27.03
2021-09-20 | 28.67 | 31.31 | 30.86 | 31.17 | 26.1
2021-09-21 | 28.83 | 26.57 | 30.19 | 29.37 | 21.89
2021-09-22 | 23.19 | 21.98 | 24.89 | 23.86 | 20.74
2021-09-23 | 21.22 | 21.73 | 23.43 | 22.93 | 22.1
2021-09-24 | 22.18 | 22.94 | 23.54 | 23.65 | 22.62
2021-09-25 | 23.06 | 24.66 | 24.39 | 24.49 | 21.63
2021-09-26 | 23.57 | 26.15 | 24.43 | 24.47 | 21.73
2021-09-27 | 26.53 | 26.22 | 26.06 | 25.03 | 20.5
2021-09-28 | 26.08 | 26.89 | 27.36 | 26.96 | 19.68
2021-09-29 | 25.77 | 26.86 | 26.25 | 25.71 | 21.19
2021-09-30 | 25.97 | 25.39 | 25.88 | 25.72 | 17.92
2021-10-01 | 24.22 | 23.64 | 24.45 | 24.61 | 17.43
2021-10-02 | 24.79 | 24.74 | 24.99 | 25.2 | 18.46
2021-10-03 | 25.75 | 23.96 | 25.39 | 24.85 | 20.01
2021-10-04 | 23.57 | 22.87 | 24.24 | 24.14 | 21.11
2021-10-05 | 23.39 | 21.92 | 23.75 | 22.55 | 21.73
2021-10-06 | 24.13 | 22.82 | 22.61 | 23.75 | 23.56
2021-10-07 | 23.6 | 25.16 | 23.6 | 24.35 | 23.85
2021-10-08 | 23.63 | 26.34 | 23.41 | 24.54 | 24.18
2021-10-09 | 24.07 | 26.05 | 23.28 | 24.22 | 23.36
2021-10-10 | 26.57 | 26.46 | 26.74 | 26.77 | 17.83
2021-10-11 | 25.66 | 21.36 | 23.75 | 23.41 | 18.02
2021-10-12 | 26.25 | 23.05 | 25.95 | 25.26 | 18.89
2021-10-13 | 26.82 | 23.58 | 26.02 | 26.21 | 15.01
2021-10-14 | 24.87 | 22.95 | 25.61 | 25.55 | 15.13
2021-10-15 | 25.49 | 20.91 | 23.84 | 23.72 | 14.03
2021-10-16 | 17.7 | 15.56 | 17.1 | 16.71 | 14.42
2021-10-17 | 16.63 | 16.59 | 15.72 | 15.37 | 17.89
2021-10-18 | 17.63 | 17.34 | 17.34 | 17.03 | 19.98
2021-10-19 | 20.24 | 19.6 | 20.67 | 19.77 | 18.3
2021-10-20 | 23.57 | 22.47 | 22.68 | 22.84 | 19.23
2021-10-21 | 24.91 | 20.7 | 22.78 | 23.4 | 20.24
2021-10-22 | 24.04 | 20.68 | 23.16 | 23.55 | 21.5
2021-10-23 | 23.25 | 23.66 | 23.48 | 23.57 | 20.11
2021-10-24 | 25.16 | 23.65 | 24.73 | 24.72 | 18.62
2021-10-25 | 25.93 | 22.36 | 25.8 | 25.5 | 20.66
2021-10-26 | 24.82 | 23.55 | 25.29 | 25.26 | 16.68
2021-10-27 | 22.62 | 20.39 | 20.83 | 21.48 | 11.9
2021-10-28 | 17.78 | 17.19 | 17.38 | 18.01 | 13.09
2021-10-29 | 15.44 | 14.78 | 15.93 | 15.58 | 14.68
2021-10-30 | 15.65 | 14.5 | 17.8 | 16.26 | 16.72
2021-10-31 | 18 | 16.66 | 18.52 | 17.93 | 16.86
2021-11-01 | 17.72 | 17.41 | 18.97 | 18.41 | 16.64
2021-11-02 | 19.05 | 12.9 | 20.48 | 19.27 | 17.29
2021-11-03 | 16.09 | 9.77 | 15.96 | 13.61 | 13.93
2021-11-04 | 11.9 | 10.21 | 11.62 | 10.87 | 11.96
2021-11-05 | 11.67 | 9.76 | 11.82 | 10.61 | 15.36
2021-11-06 | 12.21 | 10.89 | 13.02 | 12.61 | 17.53
2021-11-07 | 13.28 | 13.48 | 14.6 | 13.84 | 18.27
2021-11-08 | 15.52 | 15.33 | 17.35 | 15.96 | 18.94
2021-11-09 | 17.66 | 17.35 | 18.28 | 17.27 | 17.55
2021-11-10 | 20.44 | 18.99 | 20.62 | 20.35 | 14.52
2021-11-11 | 18.7 | 14.01 | 17.56 | 16.9 | 13.09
2021-11-12 | 15.04 | 11.57 | 16.03 | 14.9 | 12.93
2021-11-13 | 12.35 | 9.56 | 13.96 | 12.38 | 13.15
2021-11-14 | 15.49 | 12.44 | 16.56 | 15.97 | 14.63
2021-11-15 | 18.83 | 15.36 | 18.93 | 18.48 | 14.98
2021-11-16 | 20.45 | 19.95 | 19.98 | 20.52 | 14.26
2021-11-17 | 22.13 | 19.14 | 20 | 21.07 | 13.89
2021-11-18 | 17.15 | 10.59 | 13.33 | 13.42 | 7.39
2021-11-19 | 12.67 | 8.83 | 12.49 | 11.39 | 10.19
2021-11-20 | 16.85 | 13.89 | 15.88 | 15.14 | 14.4
2021-11-21 | 20.91 | 15.01 | 19.1 | 18.9 | 12.59
2021-11-22 | 14.83 | 11.1 | 14.14 | 13.73 | 10.27
2021-11-23 | 13.16 | 12.1 | 14.32 | 13.61 | 12.14
2021-11-24 | 19.72 | 16.81 | 18.84 | 18.53 | 13.07
2021-11-25 | 17.03 | 10.63 | 15.59 | 14.84 | 8.24
2021-11-26 | 9.46 | 6.37 | 10.17 | 8.88 | 8.49
2021-11-27 | 9.56 | 9.23 | 9.88 | 9.29 | 9.09
2021-11-28 | 12.03 | 11.23 | 13.05 | 12.26 | 10.01
2021-11-29 | 12.08 | 12.58 | 13.48 | 12.91 | 11.87
2021-11-30 | 13.95 | 13.76 | 14.09 | 14.01 | 12.88
2021-12-01 | 16.85 | 15.77 | 16.59 | 16.59 | 12.6
2021-12-02 | 17.9 | 16.48 | 17.73 | 17.77 | 15.09
2021-12-03 | 19.28 | 17.58 | 19.76 | 18.81 | 14.86
2021-12-04 | 21.02 | 17.93 | 20.17 | 20.05 | 14.31
2021-12-05 | 20.96 | 18.16 | 20.52 | 20.67 | 13.51
2021-12-06 | 18.73 | 10.27 | 14.85 | 15.18 | 7.17
2021-12-07 | 14.86 | 7.16 | 12.57 | 11.45 | 9.67
2021-12-08 | 17.18 | 9.62 | 15.85 | 14.11 | 10
2021-12-09 | 21.92 | 17.05 | 19.73 | 19.55 | 11.06
2021-12-10 | 23.74 | 20.5 | 21.88 | 22.47 | 10.22
2021-12-11 | 14.34 | 7.94 | 12.09 | 11.15 | 5.02
2021-12-12 | 9.17 | 6.59 | 8.61 | 7.66 | 8.69
2021-12-13 | 15.33 | 10.52 | 13.76 | 13.19 | 10.98
2021-12-14 | 20.91 | 17.45 | 18.6 | 18.83 | 12.79
2021-12-15 | 21.93 | 21.72 | 21.4 | 22.03 | 12.3
2021-12-16 | 22.34 | 19.21 | 21.66 | 22.4 | 10.34
2021-12-17 | 21.38 | 20.51 | 21.17 | 21.29 | 10.16
2021-12-18 | 17.55 | 10.76 | 15.53 | 14.7 | 5.52
2021-12-19 | 9.87 | 4.36 | 8.31 | 7.45 | 5.31
2021-12-20 | 9.18 | 6.15 | 9.23 | 8.37 | 6.5
2021-12-21 | 9.55 | 7.81 | 10.45 | 10.02 | 8.67
2021-12-22 | 13.01 | 10.23 | 13.34 | 13.01 | 12.09
2021-12-23 | 16.73 | 15.35 | 15.58 | 16.87 | 12.2
2021-12-24 | 19.58 | 19.2 | 17.99 | 18.96 | 14.44
2021-12-25 | 20.95 | 19.75 | 19.14 | 19.92 | 13.81
2021-12-26 | 21.06 | 18.78 | 18.9 | 19.34 | 12.59
2021-12-27 | 21.95 | 19.22 | 19.22 | 20.34 | 10.64
2021-12-28 | 22.23 | 19.72 | 19.64 | 20.82 | 7.85
2021-12-29 | 22.95 | 15.87 | 19.96 | 20.39 | 6.46
2021-12-30 | 21.74 | 14.94 | 19.74 | 18.18 | 6.22
2021-12-31 | 22.47 | 16.28 | 20.98 | 20.81 | 7.57
2022-01-01 | 23.02 | 12.9 | 19.98 | 19.91 | 5.35
2022-01-02 | 2.29 | -2.63 | 3.19 | 0.81 | -1.09
2022-01-03 | 4.12 | 2.96 | 4.97 | 4.18 | 2.74
2022-01-04 | 9.79 | 6.96 | 8.41 | 8.36 | 4.77
2022-01-05 | 15.43 | 7.2 | 13.65 | 11.52 | 6.14
2022-01-06 | 12.83 | 0.32 | 9.79 | 5.99 | 8.55
2022-01-07 | 7.12 | 1 | 4.82 | 2.99 | 9.12
2022-01-08 | 18.21 | 10.95 | 11.45 | 13.05 | 9.98
2022-01-09 | 18.04 | 8.44 | 12.25 | 11.65 | 7.27
2022-01-10 | 9.61 | 5.12 | 8.28 | 7.67 | 4.37
2022-01-11 | 7.35 | 6.72 | 7.58 | 5.75 | 5.78
2022-01-12 | 10.98 | 7.93 | 10.42 | 9.33 | 6
2022-01-13 | 12.12 | 11.58 | 13.89 | 13.14 | 7.66
2022-01-14 | 13.7 | 12.9 | 14.4 | 14.51 | 9.41
2022-01-15 | 7.94 | 1.59 | 8.38 | 6.91 | 4.4
2022-01-16 | 5.57 | 3.05 | 7.42 | 6.17 | 5.56
2022-01-17 | 9.7 | 7.19 | 10.08 | 8.81 | 7.88
2022-01-18 | 14.08 | 12.17 | 12.72 | 13.37 | 8.94
2022-01-19 | 18.4 | 8.98 | 16.59 | 16.27 | 8.36
2022-01-20 | 4.38 | -1.64 | 2.75 | 1.76 | 2.78
2022-01-21 | 3.93 | -0.72 | 3.3 | 1.66 | 2.62
2022-01-22 | 3.38 | 2.45 | 5.64 | 3.74 | 3.76
2022-01-23 | 6.85 | 6.96 | 9.87 | 9.32 | 4.22
2022-01-24 | 8.3 | 8.75 | 9.34 | 8.99 | 6.19
2022-01-25 | 10.26 | 7.19 | 9.92 | 8.56 | 7.45
2022-01-26 | 7.47 | 3.22 | 9.76 | 7.22 | 5.05
2022-01-27 | 7.97 | 5.54 | 11.08 | 9.7 | 5.85
2022-01-28 | 8.11 | 4.73 | 8.92 | 7.87 | 2.51
2022-01-29 | 7.83 | 8.15 | 9.26 | 9.24 | 4.75
2022-01-30 | 9.96 | 9.73 | 10.42 | 10.46 | 7.55
2022-01-31 | 13.72 | 12.01 | 12.87 | 12.05 | 6.69
2022-02-01 | 15.3 | 14.16 | 13.63 | 14.95 | 8.78
2022-02-02 | 15.73 | 5.86 | 11.19 | 10.66 | 8.09
2022-02-03 | 1.92 | -4.84 | -0.02 | -1.75 | -3.56
2022-02-04 | -1.71 | -3.98 | -1.33 | -2.25 | -3.51
2022-02-05 | 1.92 | -1.34 | 2.24 | 0.79 | -0.42
2022-02-06 | 6.44 | 3.82 | 5.78 | 4.74 | 3.2
2022-02-07 | 8.79 | 5.26 | 8.06 | 7.07 | 4.06
2022-02-08 | 8.2 | 8.09 | 9.49 | 8.92 | 5.9
2022-02-09 | 9.7 | 10.76 | 10.51 | 11.09 | 7.91
2022-02-10 | 11.67 | 11.21 | 12.02 | 12.23 | 8.98
2022-02-11 | 13.06 | 13.25 | 13.3 | 13.4 | 9.71
2022-02-12 | 8.65 | 4.55 | 9.49 | 7.76 | 5.53
2022-02-13 | 6.17 | 7.26 | 7.96 | 7.72 | 6.94
2022-02-14 | 9.06 | 10.73 | 9.89 | 10.27 | 10.15
2022-02-15 | 14.02 | 12.93 | 14.25 | 13.5 | 10.28
2022-02-16 | 18.92 | 17.18 | 18.38 | 18.63 | 10.11
2022-02-17 | 16.97 | 8.87 | 14.62 | 13.85 | 5.09
2022-02-18 | 6.38 | 3.95 | 7.17 | 5.03 | 5.74
2022-02-19 | 9.02 | 8.7 | 9.84 | 8.96 | 9.12
2022-02-20 | 13.02 | 11.2 | 12.93 | 12.26 | 10.86
2022-02-21 | 20.87 | 17.72 | 20.28 | 19.84 | 9.83
2022-02-22 | 21.71 | 10.27 | 20.56 | 19.88 | 9.32
2022-02-23 | 9.18 | -2.2 | 5.62 | 3.73 | 10.23
2022-02-24 | 6.15 | -1.09 | 3.97 | 1.83 | 5.85
2022-02-25 | 4.78 | -0.06 | 2.53 | 1.69 | 6.31
2022-02-26 | 6.45 | 2.73 | 4.9 | 4.63 | 7.91
2022-02-27 | 7.43 | 5.12 | 7.57 | 6.57 | 7.48
2022-02-28 | 9.93 | 9.81 | 9.68 | 9.15 | 9.45
2022-03-01 | 13.17 | 12.86 | 11.93 | 12.18 | 12.39
2022-03-02 | 13.59 | 15.02 | 14.25 | 14.23 | 14.11
2022-03-03 | 16.7 | 16.05 | 16.96 | 15.87 | 15.32
2022-03-04 | 17.6 | 17.64 | 19.64 | 18.33 | 16.83
2022-03-05 | 20.74 | 20.35 | 20.33 | 20.88 | 11.51
2022-03-06 | 22.09 | 18.61 | 22.52 | 22.2 | 8.45
2022-03-07 | 13.34 | 5.76 | 11.12 | 9.09 | 7.13
2022-03-08 | 8.29 | 4.38 | 9.93 | 7 | 5.51
2022-03-09 | 9.28 | 6.88 | 10.08 | 7.79 | 7.89
2022-03-10 | 12.69 | 10.25 | 13.38 | 11.99 | 9.94
2022-03-11 | 11.02 | 2.52 | 9.38 | 7.6 | 4.25
2022-03-12 | 6.77 | 5.02 | 6.2 | 5.8 | 6.11
2022-03-13 | 10.28 | 9.81 | 10.53 | 9.83 | 10.05
2022-03-14 | 17.87 | 13.95 | 17.79 | 16.99 | 10.65
2022-03-15 | 16.13 | 13.85 | 17.48 | 15.9 | 13.26
2022-03-16 | 16.95 | 16.8 | 18.04 | 17.43 | 14.77
2022-03-17 | 18.24 | 18 | 20.09 | 18.41 | 11.61
2022-03-18 | 16.21 | 11.97 | 16.05 | 14.87 | 8.58
2022-03-19 | 14.97 | 14.95 | 17.26 | 16.14 | 13.41
2022-03-20 | 15.75 | 17.36 | 17.7 | 16.84 | 15.35
2022-03-21 | 20.53 | 17.07 | 21.18 | 19.74 | 9.13
2022-03-22 | 17.34 | 10.93 | 14.81 | 14.07 | 6.28
2022-03-23 | 12.5 | 10.49 | 13.32 | 12.98 | 8.37
2022-03-24 | 13.73 | 11 | 15.56 | 13.74 | 12.41
2022-03-25 | 16.84 | 16.41 | 19.12 | 17.59 | 17.27
2022-03-26 | 18.94 | 17.92 | 20.75 | 20.47 | 20.14
2022-03-27 | 20.06 | 19.84 | 19.99 | 20.66 | 20.24
2022-03-28 | 21.12 | 21.31 | 22.28 | 21.87 | 18.82
2022-03-29 | 22.25 | 22.24 | 22.75 | 22.35 | 14.64
2022-03-30 | 21.59 | 16.66 | 21.47 | 20.5 | 12.79
2022-03-31 | 15.48 | 13.11 | 19.08 | 15.95 | 13.95
2022-04-01 | 17.38 | 14.9 | 20.31 | 18.4 | 16.75
2022-04-02 | 20.3 | 17.74 | 23.39 | 20.27 | 18.04
2022-04-03 | 20.5 | 20.2 | 22.82 | 20.79 | 18.58
2022-04-04 | 21.68 | 20.3 | 23.54 | 22.3 | 17.26
2022-04-05 | 24.89 | 22.97 | 26.3 | 26.47 | 20.07
2022-04-06 | 21.4 | 16.26 | 20.36 | 20.12 | 18.86
2022-04-07 | 15.97 | 13.55 | 17.8 | 16.28 | 14.59
2022-04-08 | 15.03 | 12.25 | 18.56 | 16.1 | 14.32
2022-04-09 | 18.95 | 18.13 | 21.13 | 19.39 | 18.16
2022-04-10 | 21.66 | 20.89 | 23.38 | 22.19 | 19.97
2022-04-11 | 24.21 | 24.49 | 25.22 | 24.63 | 19.37
2022-04-12 | 23.78 | 23.02 | 27.14 | 25.38 | 18.82
2022-04-13 | 25.03 | 21.04 | 27.09 | 25.7 | 13.38
2022-04-14 | 20.27 | 16.6 | 22.61 | 20.04 | 16.41
2022-04-15 | 23.52 | 21.39 | 25.07 | 23.61 | 18.89
2022-04-16 | 26.22 | 22.79 | 27.65 | 26.26 | 19.83
2022-04-17 | 26.42 | 18.22 | 28.08 | 26.06 | 20.79
2022-04-18 | 22.28 | 16.05 | 24.24 | 20.96 | 23.59
2022-04-19 | 19.44 | 17.91 | 21.38 | 20.28 | 23.16
2022-04-20 | 24.26 | 24.48 | 26.02 | 25.56 | 22.41
2022-04-21 | 25.4 | 25.91 | 26.66 | 26.53 | 21.96
2022-04-22 | 25.1 | 25.4 | 26.37 | 26.42 | 22.64
2022-04-23 | 24.81 | 25.06 | 26.31 | 26.12 | 17.87
2022-04-24 | 25.65 | 23.19 | 26.6 | 26.35 | 17.87
2022-04-25 | 23.77 | 15.75 | 21.55 | 19.59 | 16.94
2022-04-26 | 20.43 | 16.3 | 18.17 | 18.23 | 18.49
2022-04-27 | 21.26 | 18.8 | 22.49 | 21.62 | 22.15
2022-04-28 | 23.35 | 22.11 | 25.06 | 24.52 | 21.47
2022-04-29 | 25.11 | 24.48 | 25.62 | 25.4 | 20.23
2022-04-30 | 26.28 | 23.42 | 26.32 | 26.71 | 19.73
2022-05-01 | 25.51 | 22.19 | 25.34 | 25.23 | 22.32
2022-05-02 | 26.65 | 23.76 | 26.36 | 26.66 | 21.13
2022-05-03 | 26.74 | 18.32 | 27.29 | 27.87 | 21.24
2022-05-04 | 26.79 | 23.22 | 26.43 | 26.82 | 22.04
2022-05-05 | 25.82 | 22.89 | 27.43 | 25.88 | 20
2022-05-06 | 25.71 | 21.81 | 28.14 | 25.4 | 23.01
2022-05-07 | 28.01 | 24.86 | 29.93 | 29.08 | 24.13
2022-05-08 | 28.63 | 28.03 | 30.02 | 29.46 | 23.84
2022-05-09 | 28.35 | 27.86 | 29.89 | 29.57 | 23.19
2022-05-10 | 28.08 | 26.98 | 28.58 | 28.98 | 24.47
2022-05-11 | 27.11 | 27 | 28.79 | 29.03 | 26.06
2022-05-12 | 26.78 | 26.99 | 28.61 | 28.45 | 23.62
2022-05-13 | 27.05 | 27.6 | 28.46 | 28.23 | 23.43
2022-05-14 | 27.29 | 27.98 | 29.04 | 28.89 | 25.76
2022-05-15 | 28.1 | 27.88 | 29.64 | 29.88 | 28.18
2022-05-16 | 28.64 | 26.87 | 29.55 | 29.88 | 27.6
2022-05-17 | 28.58 | 28.02 | 29.25 | 29.35 | 26.04
2022-05-18 | 29.14 | 28.78 | 29.6 | 29.88 | 26.13
2022-05-19 | 29.34 | 29.04 | 29.58 | 29.78 | 25.91
2022-05-20 | 29.25 | 28.89 | 29.04 | 29.06 | 24.82
2022-05-21 | 28.68 | 25.94 | 30.64 | 30.59 | 24.08
2022-05-22 | 24.42 | 19.91 | 24.67 | 22.64 | 18.78
2022-05-23 | 25.42 | 21.58 | 25.09 | 24.24 | 23.51
2022-05-24 | 24.2 | 22.58 | 24.96 | 24.16 | 22.88
2022-05-25 | 23.93 | 18.59 | 23.81 | 22.08 | 20.73
2022-05-26 | 25.92 | 21.61 | 26.54 | 25.03 | 25.95
2022-05-27 | 27.32 | 24.74 | 28.23 | 27.14 | 27.92
2022-05-28 | 27.48 | 26.34 | 29.39 | 28.4 | 27.66
2022-05-29 | 28.33 | 28.11 | 29.1 | 28.65 | 25.99
2022-05-30 | 29.12 | 29.02 | 29.52 | 29.58 | 24.59
2022-05-31 | 29.61 | 29.6 | 29.89 | 30.03 | 26.31
2022-06-01 | 29.46 | 28.36 | 30.01 | 29.46 | 28.8
2022-06-02 | 28.06 | 24.03 | 29.88 | 27.77 | 26.12
2022-06-03 | 27.52 | 23.62 | 29.72 | 26.87 | 27.26
2022-06-04 | 27.99 | 24.9 | 31.1 | 28.67 | 27.68
2022-06-05 | 28.59 | 26.88 | 31.15 | 29.23 | 27.29
2022-06-06 | 29.8 | 29.15 | 31.62 | 30.8 | 28.91
2022-06-07 | 30.67 | 29.78 | 31.76 | 31.46 | 30.3
2022-06-08 | 31.61 | 28.26 | 31.73 | 31.42 | 30.92
2022-06-09 | 31.57 | 28.87 | 31.34 | 31.81 | 30.27
2022-06-10 | 31.61 | 29.45 | 32.28 | 32.45 | 32.42
2022-06-11 | 32.42 | 31.98 | 33.26 | 33.47 | 32.81
2022-06-12 | 31.6 | 32.39 | 32.59 | 32.95 | 32.36
2022-06-13 | 31.39 | 31.95 | 31.31 | 31.89 | 30.84
2022-06-14 | 31.18 | 31.21 | 30.13 | 30.54 | 30.38
2022-06-15 | 31.45 | 30 | 30.35 | 30.22 | 30.47
2022-06-16 | 30.58 | 31.93 | 31.56 | 31.17 | 31.48
2022-06-17 | 31.4 | 31.78 | 31.03 | 31.92 | 30.75
2022-06-18 | 31.89 | 32.04 | 31.12 | 32.27 | 30.1
2022-06-19 | 32.32 | 33.04 | 31.41 | 32.69 | 28.74
2022-06-20 | 33.19 | 32.96 | 31.61 | 33.33 | 23.37
2022-06-21 | 32.55 | 33.52 | 31.85 | 33.42 | 22.12
2022-06-22 | 32.18 | 33.24 | 31.1 | 31.58 | 25.77
2022-06-23 | 33.1 | 34.33 | 32.52 | 33.74 | 27.85
2022-06-24 | 32.13 | 34.86 | 32.32 | 33.17 | 28.7
2022-06-25 | 32.11 | 34.35 | 31.66 | 32.94 | 28.88
2022-06-26 | 32.17 | 33.44 | 31.82 | 32.89 | 27.03
2022-06-27 | 31.22 | 30.12 | 30.58 | 31.58 | 25.82
2022-06-28 | 30.17 | 29.17 | 26.62 | 26.67 | 25.93
2022-06-29 | 29.94 | 29.63 | 29.19 | 28.75 | 26.47
2022-06-30 | 27.59 | 31.8 | 30.26 | 29.32 | 28.68
2022-07-01 | 28.85 | 31.81 | 30.88 | 29.26 | 29.62
2022-07-02 | 30.58 | 32.3 | 30.99 | 30.85 | 29.63
2022-07-03 | 31.7 | 32.46 | 30.08 | 31.02 | 30.23
2022-07-04 | 31.61 | 33.23 | 31.25 | 31.52 | 29.31
2022-07-05 | 31.8 | 33.87 | 31.83 | 32.12 | 27.3
2022-07-06 | 31.33 | 34.47 | 31.96 | 32.6 | 26.62
2022-07-07 | 32.08 | 34.67 | 32.25 | 32.69 | 28.75
2022-07-08 | 33.03 | 35.49 | 32.88 | 33.33 | 29.28
2022-07-09 | 33.65 | 35.98 | 33.68 | 34.03 | 30.3
2022-07-10 | 34.49 | 34.63 | 34.43 | 35.18 | 30.27
2022-07-11 | 33.85 | 34.66 | 35 | 36.19 | 31.17
2022-07-12 | 33.71 | 34.98 | 34.07 | 35.3 | 30.5
2022-07-13 | 33 | 35.59 | 34.17 | 35.14 | 30.32
2022-07-14 | 31.3 | 34 | 33.08 | 33.41 | 30.33
2022-07-15 | 29.39 | 33.18 | 30.55 | 31.54 | 30.92
2022-07-16 | 31.02 | 33.53 | 31.21 | 32.18 | 30.06
2022-07-17 | 31.8 | 35.43 | 31.51 | 33.09 | 30.49
2022-07-18 | 32.39 | 36.21 | 32.13 | 33.15 | 31.74
2022-07-19 | 32.77 | 36.25 | 32.94 | 33.63 | 32.89
2022-07-20 | 33.11 | 35.92 | 32.91 | 33.5 | 30.8
2022-07-21 | 33.11 | 32.85 | 32.67 | 33.41 | 32.03
2022-07-22 | 31.65 | 34.29 | 31.82 | 32.8 | 30.86
2022-07-23 | 31.55 | 33.51 | 31.54 | 32.56 | 31.24
2022-07-24 | 32.1 | 34.43 | 31.54 | 32.76 | 30.85
2022-07-25 | 32.52 | 35.19 | 31.83 | 33.17 | 28.14
2022-07-26 | 32.21 | 34.86 | 32.15 | 33.16 | 28.49
2022-07-27 | 31.47 | 34.96 | 31.71 | 32.64 | 27.66
2022-07-28 | 31.31 | 34.74 | 30.83 | 32.44 | 28.79
2022-07-29 | 30.88 | 34.69 | 30.09 | 31.52 | 29.74
2022-07-30 | 30.76 | 32.77 | 31.64 | 32.91 | 29.79
2022-07-31 | 31.22 | 34.35 | 30.62 | 32.04 | 30.79
2022-08-01 | 31.74 | 34.04 | 31.32 | 32.3 | 32.42
2022-08-02 | 31.88 | 34.78 | 31.46 | 32.83 | 31.43
2022-08-03 | 32.31 | 34.6 | 32.14 | 32.82 | 31.56
2022-08-04 | 32.48 | 34.61 | 32.34 | 33.14 | 30.01
2022-08-05 | 30.33 | 35.23 | 31.09 | 32.84 | 31.19
2022-08-06 | 29.53 | 33.17 | 30.53 | 31.45 | 30.41
2022-08-07 | 30.59 | 33.03 | 30.19 | 31.08 | 29.36
2022-08-08 | 31 | 33.35 | 30.84 | 32.27 | 29.68
2022-08-09 | 30.91 | 32.1 | 30.67 | 32.21 | 29.36
2022-08-10 | 30.76 | 30.7 | 32.17 | 32.35 | 29.41
2022-08-11 | 29.26 | 30.89 | 29.22 | 29.94 | 27.67
2022-08-12 | 30.03 | 31.5 | 31.61 | 32.36 | 26.2
2022-08-13 | 29.74 | 32.19 | 31.54 | 32.96 | 28.02
2022-08-14 | 28.96 | 32.61 | 27.86 | 30.54 | 29.82
2022-08-15 | 30.26 | 33.08 | 26.78 | 31.41 | 29.7
2022-08-16 | 31.15 | 33.38 | 29.45 | 31.67 | 25.11
2022-08-17 | 31.68 | 33.59 | 30.43 | 33.09 | 21.81
2022-08-18 | 30.98 | 27.53 | 30.28 | 32.71 | 24.59
2022-08-19 | 27.17 | 28.63 | 29.94 | 29.21 | 24.41
2022-08-20 | 28.03 | 28.66 | 30.08 | 29.81 | 22.4
2022-08-21 | 28.97 | 26.55 | 29.6 | 29.81 | 23.39
2022-08-22 | 28.94 | 24.27 | 29.53 | 27.55 | 23.68
2022-08-23 | 27.02 | 25.62 | 27.72 | 28.11 | 23.97
2022-08-24 | 27.66 | 26.08 | 28.23 | 28.47 | 23.37
2022-08-25 | 29.06 | 27.38 | 28.31 | 28.87 | 25.17
2022-08-26 | 29.36 | 27.83 | 29.12 | 29.62 | 25.75
2022-08-27 | 28.85 | 28.78 | 28.56 | 29.8 | 26.49
2022-08-28 | 29.24 | 29.42 | 29.52 | 30.27 | 27.84
2022-08-29 | 28.19 | 28.05 | 29.52 | 29.75 | 28.65
2022-08-30 | 27.75 | 26.22 | 27.44 | 26.86 | 24.11
2022-08-31 | 28.11 | 26.19 | 26.65 | 26.49 | 22.72
2022-09-01 | 28.65 | 25.9 | 27.65 | 26.49 | 22.6
2022-09-02 | 28.56 | 26.05 | 28.01 | 27.12 | 24.5
2022-09-03 | 26.88 | 27.8 | 26.24 | 26.19 | 24.66
2022-09-04 | 25.79 | 27.3 | 25.81 | 26.63 | 24.7
2022-09-05 | 25.98 | 26.87 | 26.31 | 26.82 | 24.38
2022-09-06 | 26.58 | 28.15 | 27.34 | 27.67 | 24.59
2022-09-07 | 27.28 | 28.42 | 28.54 | 28.68 | 25.37
2022-09-08 | 27.12 | 26.84 | 28.67 | 27.65 | 24.89
2022-09-09 | 27.07 | 25.54 | 28.06 | 27.96 | 25.56
2022-09-10 | 27.72 | 26.05 | 27.83 | 27.91 | 26.05
2022-09-11 | 27.17 | 23.32 | 27.47 | 27.3 | 23.54
2022-09-12 | 26.57 | 23.82 | 27.34 | 26.98 | 23.51
2022-09-13 | 26 | 24.68 | 27.54 | 27.1 | 23.92
2022-09-14 | 25.04 | 24.37 | 26.39 | 26.36 | 24
2022-09-15 | 26.25 | 24.3 | 26.58 | 26.24 | 25.74
2022-09-16 | 27.85 | 26.22 | 28.29 | 28.36 | 26.08
2022-09-17 | 28.23 | 28.42 | 28.72 | 29.24 | 25.99
2022-09-18 | 28.82 | 28.75 | 29.1 | 29.33 | 24.99
2022-09-19 | 28.92 | 28.71 | 29.28 | 29.66 | 24.6
2022-09-20 | 29.33 | 29.12 | 29.48 | 30.13 | 25.63
2022-09-21 | 28.53 | 29.04 | 28.89 | 29.56 | 25.85
2022-09-22 | 29.25 | 28.75 | 28.69 | 29.43 | 25.25
2022-09-23 | 29.48 | 27.94 | 29.25 | 30.11 | 25.35
2022-09-24 | 28.44 | 28.88 | 28.25 | 29.4 | 26.5
2022-09-25 | 29.15 | 29.08 | 29.19 | 29.57 | 24.85
2022-09-26 | 27.08 | 24.7 | 28.47 | 27.5 | 22.99
2022-09-27 | 23.68 | 24.98 | 25.06 | 24.86 | 22.23
2022-09-28 | 23.48 | 24.59 | 24.95 | 24.96 | 21.24
2022-09-29 | 22.48 | 22.29 | 25.97 | 25.51 | 20.02
2022-09-30 | 20.89 | 20.89 | 25.64 | 23.03 | 21.44
2022-10-01 | 21.42 | 20.83 | 24.55 | 21.87 | 22.36
2022-10-02 | 22 | 21.95 | 23.04 | 21.85 | 22.05
2022-10-03 | 23.34 | 22.36 | 23.7 | 22.87 | 21.23
2022-10-04 | 23.25 | 22.53 | 24.33 | 24.07 | 21.11
2022-10-05 | 23.7 | 23.13 | 24.33 | 24.22 | 18.93
2022-10-06 | 24.34 | 25.23 | 24.9 | 24.78 | 17.49
2022-10-07 | 24.02 | 24.93 | 24.6 | 24.95 | 17.34
2022-10-08 | 24.7 | 21.4 | 24.85 | 24.37 | 17
2022-10-09 | 23.93 | 21.54 | 24.63 | 24.41 | 16.16
2022-10-10 | 23.82 | 24.51 | 24.87 | 25.16 | 16.92
2022-10-11 | 24.28 | 24.55 | 25.02 | 24.97 | 18.65
2022-10-12 | 28.07 | 26.49 | 27.52 | 27.77 | 20.25
2022-10-13 | 26.96 | 21.26 | 27.09 | 25.3 | 20.75
2022-10-14 | 24.55 | 23.3 | 25.88 | 24.43 | 19.38
2022-10-15 | 25.74 | 26.33 | 26.86 | 26.11 | 22.21
2022-10-16 | 26.99 | 21.6 | 27.1 | 26.04 | 18.02
2022-10-17 | 20.54 | 16.56 | 19.38 | 18.69 | 12.82
2022-10-18 | 15.2 | 11.96 | 15.38 | 14.56 | 12.86
2022-10-19 | 13.32 | 12.2 | 16.23 | 13.93 | 13.78
2022-10-20 | 17.74 | 17.97 | 18.82 | 19.49 | 16.52
2022-10-21 | 21.11 | 21.24 | 20.34 | 21.13 | 18.4
2022-10-22 | 23.15 | 23.19 | 22.31 | 22.65 | 19.83
2022-10-23 | 24.94 | 24.75 | 24.68 | 24.68 | 18.69
2022-10-24 | 25.32 | 21.33 | 25.32 | 24.83 | 11.3
2022-10-25 | 18.05 | 15.09 | 18.63 | 17.32 | 10.12
2022-10-26 | 16.78 | 15.48 | 17.72 | 17.07 | 13.35
2022-10-27 | 17.87 | 14.97 | 19.52 | 17.9 | 12.79
2022-10-28 | 18.68 | 13.22 | 18.61 | 16.38 | 10.6
2022-10-29 | 15.99 | 14.96 | 16.39 | 15.85 | 12.23
2022-10-30 | 17.94 | 16.21 | 18.13 | 17.41 | 14.39
2022-10-31 | 19.32 | 17.05 | 18.95 | 18.53 | 15.43
2022-11-01 | 17.57 | 17.49 | 17.33 | 16.6 | 14.07
2022-11-02 | 20.37 | 16.79 | 19.41 | 18.89 | 15.03
2022-11-03 | 24.35 | 21.45 | 23.1 | 23.63 | 14.82
2022-11-04 | 24.91 | 20.09 | 23.36 | 23.78 | 7.68
2022-11-05 | 18.1 | 11.51 | 17.87 | 15.48 | 8.83
2022-11-06 | 22.72 | 16.93 | 20.53 | 19.83 | 13.85
2022-11-07 | 24.58 | 20.97 | 24.44 | 23.5 | 14.42
2022-11-08 | 23.05 | 21.34 | 22.85 | 21.93 | 17.09
2022-11-09 | 22.71 | 21.23 | 23.06 | 21.77 | 16.09
2022-11-10 | 22.43 | 20.48 | 23.14 | 22.79 | 12.13
2022-11-11 | 19.47 | 9.76 | 17.8 | 15.69 | 8.1
2022-11-12 | 9.13 | 5.08 | 9.64 | 7.38 | 6.77
2022-11-13 | 8.64 | 5.6 | 9.15 | 7.66 | 8.82
2022-11-14 | 11.28 | 5.37 | 13.62 | 9.92 | 7.63
2022-11-15 | 8.3 | 5.27 | 7.14 | 5.85 | 4.88
2022-11-16 | 7.53 | 6.14 | 8.58 | 7.39 | 4.44
2022-11-17 | 8.87 | 6.43 | 9.53 | 9.45 | 4.43
2022-11-18 | 9.6 | 4.86 | 9.16 | 10.08 | 4.56
2022-11-19 | 7.31 | 2.93 | 5.59 | 4.45 | 2.45
2022-11-20 | 8.52 | 4.35 | 6.81 | 5.8 | 3.77
2022-11-21 | 8.22 | 6.89 | 6.83 | 6.19 | 5.81
2022-11-22 | 10.16 | 8.83 | 9.91 | 9.06 | 7.15
2022-11-23 | 13.88 | 10.58 | 13.76 | 14.1 | 9.47
2022-11-24 | 18.12 | 12.34 | 17.84 | 17.06 | 5.33
2022-11-25 | 15.55 | 11.73 | 14.1 | 14 | 3.06
2022-11-26 | 14.51 | 10.28 | 10.54 | 11.4 | 5.55
2022-11-27 | 13.11 | 9.38 | 13.32 | 12.08 | 5.98
2022-11-28 | 14.22 | 10.98 | 14.05 | 13.14 | 7.12
2022-11-29 | 21.87 | 15.59 | 19.72 | 19.29 | 9.47
2022-11-30 | 11.4 | 3.98 | 9.04 | 7.58 | 6.34
2022-12-01 | 8.72 | 6.67 | 9.37 | 8.24 | 8.9
2022-12-02 | 18.21 | 13.47 | 15.05 | 14.95 | 11.73
2022-12-03 | 18.18 | 8.15 | 14.79 | 12.67 | 12.02
2022-12-04 | 15.72 | 8.49 | 13.77 | 11.35 | 11.68
2022-12-05 | 19.96 | 16.57 | 18.81 | 18.28 | 13.51
2022-12-06 | 21.45 | 18.37 | 19.88 | 20.57 | 13.17
2022-12-07 | 21.57 | 18.04 | 21.27 | 21.41 | 12.93
2022-12-08 | 21.47 | 19.24 | 21.58 | 21.67 | 11.6
2022-12-09 | 21.1 | 17.09 | 21.08 | 20.69 | 11.23
2022-12-10 | 20.92 | 16.92 | 20.76 | 20.74 | 11.42
2022-12-11 | 19.36 | 12.15 | 18.75 | 16.59 | 9.9
2022-12-12 | 18.47 | 14.44 | 19.13 | 17.9 | 7.4
2022-12-13 | 21.78 | 16.42 | 19.51 | 19.61 | 3.24
2022-12-14 | 14.35 | 7.8 | 13.11 | 12.71 | 1.45
2022-12-15 | 9.98 | 5.14 | 10.23 | 9.01 | 1.8
2022-12-16 | 9.79 | 3.96 | 11.58 | 6.85 | 2.07
2022-12-17 | 7.2 | 3.79 | 8.35 | 7.04 | 1.03
2022-12-18 | 6.45 | 5.3 | 7.24 | 6.26 | 3.67
2022-12-19 | 7.85 | 7.1 | 9.23 | 7.37 | 5.22
2022-12-20 | 9.38 | 6.68 | 9.27 | 8.08 | 5.68
2022-12-21 | 7.1 | 3.98 | 6.83 | 5.62 | 5.82
2022-12-22 | 3.97 | -3.58 | 4.39 | 1.37 | 5.88
2022-12-23 | -5.11 | -7.75 | -4.31 | -5.39 | -4.2
2022-12-24 | -1.63 | -3.05 | -1.59 | -1.79 | -0.18
2022-12-25 | 1.12 | 0.42 | 2.17 | 1.87 | 4.06
2022-12-26 | 4.71 | 1.85 | 5.71 | 4.85 | 5.04
2022-12-27 | 4.07 | 0.65 | 6.93 | 4.16 | 6.12
2022-12-28 | 13.19 | 9.46 | 11.22 | 11.39 | 7.49
2022-12-29 | 19.56 | 14.17 | 14.72 | 16.07 | 6.95
2022-12-30 | 15.34 | 9.94 | 14.13 | 12.8 | 7.13
2022-12-31 | 14.62 | 12.55 | 14.59 | 14.25 | 7.68
2023-01-01 | 17.48 | 14.4 | 15.71 | 15.55 | 9.66
2023-01-02 | 21.34 | 18.52 | 19.45 | 20.15 | 6.51
2023-01-03 | 18.54 | 12.34 | 16.33 | 15.17 | 4.4
2023-01-04 | 14.26 | 7.27 | 14.14 | 12.94 | 5.91
2023-01-05 | 12.85 | 7.8 | 13.3 | 9.82 | 8.9
2023-01-06 | 15.36 | 11.96 | 16.1 | 14.16 | 9.48
2023-01-07 | 18.96 | 10.64 | 18.4 | 17.58 | 8.01
2023-01-08 | 14.17 | 8.83 | 13.61 | 12.23 | 8.97
2023-01-09 | 12.54 | 10.46 | 13.61 | 12.83 | 10.72
2023-01-10 | 16.22 | 14.47 | 16.04 | 16.1 | 10.14
2023-01-11 | 18.76 | 15.97 | 17.69 | 17.94 | 7.83
2023-01-12 | 13.65 | 8.31 | 12.36 | 11.68 | 5.25
2023-01-13 | 7.68 | 5.51 | 9.5 | 8.53 | 7.38
2023-01-14 | 8.28 | 7.14 | 9.94 | 9.65 | 9.53
2023-01-15 | 15.62 | 12.71 | 14.05 | 14.73 | 10.57
2023-01-16 | 19.14 | 16.87 | 17.89 | 18.55 | 8.81
2023-01-17 | 18.93 | 14.54 | 18.46 | 17.6 | 7.59
2023-01-18 | 18.69 | 15.42 | 17.77 | 17.78 | 2.63
2023-01-19 | 12.01 | 9.03 | 13.35 | 11.97 | 2.81
2023-01-20 | 10.03 | 8.23 | 11.26 | 9.51 | 4.99
2023-01-21 | 10.12 | 7.82 | 12.4 | 10.5 | 1.76
2023-01-22 | 8.26 | 4.86 | 9.96 | 7.83 | 3.15
2023-01-23 | 7.2 | 4.61 | 8.82 | 7.02 | 4.97
2023-01-24 | 11.39 | 4.12 | 9.85 | 7.8 | 1.79
2023-01-25 | 6.65 | 3.28 | 7.36 | 6.17 | 1.63
2023-01-26 | 6.65 | 3.63 | 6.92 | 6.39 | 1.41
2023-01-27 | 9.52 | 6.52 | 9.36 | 8.27 | 3.17
2023-01-28 | 16.58 | 11.12 | 12.63 | 13.3 | 5.4
2023-01-29 | 17.06 | 4.37 | 16.47 | 13.65 | 6.94
2023-01-30 | 6.03 | -1.69 | 4.16 | 1.13 | 9.64
2023-01-31 | 4.09 | -2.41 | 1.58 | 0.28 | 5.15
2023-02-01 | 2.99 | -0.88 | 0.72 | -0.26 | 2.75
2023-02-02 | 3.82 | 0.22 | 3.89 | 1.65 | 4.93
2023-02-03 | 5.97 | 2.29 | 5.86 | 4.06 | 5.93
2023-02-04 | 8.19 | 5.84 | 8.35 | 7.64 | 8.3
2023-02-05 | 13.79 | 10.37 | 13.14 | 11.95 | 11.05
2023-02-06 | 16.01 | 15.04 | 17.13 | 16.65 | 9.92
2023-02-07 | 18.4 | 12.85 | 17.72 | 17.98 | 4.85
2023-02-08 | 15.92 | 6.54 | 11.01 | 9.04 | 4.92
2023-02-09 | 11.92 | 7.73 | 12.83 | 11.43 | 3.31
2023-02-10 | 9.21 | 4.94 | 7.99 | 7.68 | 1.41
2023-02-11 | 5.96 | 5.19 | 7.55 | 6.26 | 5
2023-02-12 | 9.8 | 8.76 | 9.87 | 10.04 | 9.81
2023-02-13 | 13.09 | 10.75 | 13.64 | 12.92 | 9.1
2023-02-14 | 18.76 | 15.06 | 17.92 | 17.84 | 5.73
2023-02-15 | 19.64 | 15.73 | 17.91 | 18.2 | 2.96
2023-02-16 | 12.87 | 4.21 | 10.1 | 9.43 | 0.14
2023-02-17 | 4.79 | 3.33 | 5.27 | 4.42 | 1.95
2023-02-18 | 6.77 | 4.91 | 7.32 | 5.91 | 7.35
2023-02-19 | 13.76 | 10.99 | 14.14 | 13.89 | 7.84
2023-02-20 | 19.49 | 16.23 | 18.77 | 19.03 | 12.1
2023-02-21 | 20.81 | 19.41 | 20.84 | 20.67 | 11.73
2023-02-22 | 22.07 | 18.88 | 21.96 | 22.13 | 9.3
2023-02-23 | 21.43 | 9.28 | 19.9 | 17.65 | 8.39
2023-02-24 | 20.74 | 7.93 | 14.57 | 11.92 | 12.21
2023-02-25 | 20.17 | 6.94 | 16.58 | 13.35 | 12.61
2023-02-26 | 21.28 | 15.1 | 22.6 | 20.62 | 11.02
2023-02-27 | 20.79 | 15.38 | 21.21 | 19.97 | 6.64
2023-02-28 | 20.12 | 15.81 | 21.22 | 19.75 | 9.93
2023-03-01 | 22.91 | 18.14 | 23.98 | 22.77 | 11.41
2023-03-02 | 22.78 | 18.43 | 22.31 | 21.85 | 4.2
2023-03-03 | 14.82 | 12 | 16.19 | 13.84 | 5.6
2023-03-04 | 15.46 | 13.5 | 17.36 | 16.03 | 9.8
2023-03-05 | 16.5 | 16.08 | 18.56 | 17.28 | 12.08
2023-03-06 | 20.42 | 19 | 21.25 | 19.68 | 14.96
2023-03-07 | 22.09 | 19.89 | 23.47 | 22.38 | 14.63
2023-03-08 | 21.9 | 13.55 | 23.28 | 22.36 | 15.47
2023-03-09 | 21.62 | 14.62 | 23.25 | 22.01 | 14.73
2023-03-10 | 20.56 | 12.97 | 20.57 | 18 | 15.7
2023-03-11 | 22.17 | 18.82 | 24.17 | 22.88 | 15.54
2023-03-12 | 20.98 | 13.03 | 21.5 | 18.63 | 13.92
2023-03-13 | 14.92 | 8.82 | 16.55 | 14.34 | 13.17
2023-03-14 | 13.65 | 9.93 | 15.47 | 12.96 | 14.55
2023-03-15 | 14.11 | 12.84 | 17.32 | 15.69 | 16.02
2023-03-16 | 20.54 | 15.16 | 22.41 | 20.2 | 13.03
2023-03-17 | 10.19 | 7.13 | 10.6 | 9.42 | 7.4
2023-03-18 | 9.47 | 6.36 | 6.95 | 9.5 | 6.23
2023-03-19 | 7.98 | 4.57 | 9.53 | 8.68 | 6.64
2023-03-20 | 9.18 | 8 | 11.28 | 10.93 | 12.28
2023-03-21 | 18.38 | 14.98 | 18.99 | 18.79 | 15.67
2023-03-22 | 22.46 | 21.73 | 22.91 | 23.23 | 15.99
2023-03-23 | 23.23 | 22.03 | 24.39 | 23.98 | 13.2
2023-03-24 | 23.53 | 19.1 | 23.46 | 23 | 8.9
2023-03-25 | 21.37 | 15.87 | 20.18 | 19.52 | 8.86
2023-03-26 | 20.81 | 15.45 | 21.55 | 20.83 | 10.1
2023-03-27 | 21.47 | 13.44 | 21.24 | 19.62 | 11.62
2023-03-28 | 19.17 | 11.55 | 17.61 | 16.94 | 9.28
2023-03-29 | 16.1 | 13.05 | 17.1 | 17.33 | 13.5
2023-03-30 | 20.99 | 17.64 | 21.1 | 20.07 | 15.99
2023-03-31 | 24 | 21.19 | 24.22 | 24.83 | 12.06
2023-04-01 | 22.84 | 15.26 | 22.75 | 20.41 | 16.6
2023-04-02 | 23.1 | 18.36 | 25.04 | 22.85 | 15.45
2023-04-03 | 25.64 | 22.34 | 27.23 | 26.62 | 17.19
2023-04-04 | 24.99 | 23.11 | 26.56 | 25.2 | 12.95
2023-04-05 | 21.22 | 15.77 | 22.03 | 21.03 | 8.04
2023-04-06 | 15.24 | 10.7 | 11.44 | 11.96 | 11.96
2023-04-07 | 13.95 | 12.47 | 12.63 | 11.93 | 12.54
2023-04-08 | 16.43 | 15.67 | 17.82 | 15.12 | 16.74
2023-04-09 | 18.94 | 16.96 | 19.16 | 18.26 | 19.49
2023-04-10 | 18.68 | 17.91 | 19.76 | 18.35 | 19.56
2023-04-11 | 19.11 | 17.7 | 19.11 | 17.97 | 20.38
2023-04-12 | 18.53 | 18.04 | 19.39 | 18.82 | 21.23
2023-04-13 | 19.35 | 19 | 20.29 | 19.5 | 20.46
2023-04-14 | 21.22 | 20.87 | 23.02 | 22.3 | 17.54
2023-04-15 | 24.34 | 20.85 | 24.7 | 24.6 | 16.37
2023-04-16 | 16.97 | 15.05 | 18.76 | 17.46 | 16.67
2023-04-17 | 17.54 | 18.06 | 19.75 | 19.13 | 20.03
2023-04-18 | 19.05 | 19.35 | 22.18 | 21.41 | 19.26
2023-04-19 | 22.45 | 22.97 | 24.24 | 23.81 | 18.85
2023-04-20 | 22.94 | 22.05 | 24.33 | 23.76 | 17.67
2023-04-21 | 21.81 | 17.9 | 22.2 | 20.25 | 16.38
2023-04-22 | 18.53 | 15.44 | 20.84 | 19.49 | 19.58
2023-04-23 | 16.19 | 10.64 | 15.56 | 14.46 | 13.98
2023-04-24 | 15.78 | 14.42 | 16.9 | 15.39 | 17.56
2023-04-25 | 19.05 | 16.94 | 21.17 | 19.49 | 20.16
2023-04-26 | 21.68 | 17.66 | 23.89 | 22.54 | 17.19
2023-04-27 | 21.17 | 16.67 | 21.58 | 19.88 | 17.72
2023-04-28 | 20.14 | 16.02 | 21.62 | 19.77 | 17.92
2023-04-29 | 16.15 | 14.92 | 17.8 | 16.24 | 16.85
2023-04-30 | 19.13 | 18.31 | 22.28 | 21.2 | 22
2023-05-01 | 21.13 | 17.27 | 22.1 | 20.77 | 21.06
2023-05-02 | 22.23 | 19.4 | 22.17 | 21.69 | 22.86
2023-05-03 | 23.04 | 21.12 | 22.48 | 23.24 | 22.12
2023-05-04 | 23.03 | 20.71 | 22.59 | 22.25 | 21.83
2023-05-05 | 26.29 | 26.35 | 27.47 | 26.53 | 20.45
2023-05-06 | 25.49 | 25.32 | 26.44 | 25.4 | 20.3
2023-05-07 | 24.55 | 24.32 | 24.35 | 24.09 | 21.02
2023-05-08 | 24.06 | 25.02 | 25.64 | 25.57 | 23.67
2023-05-09 | 22.91 | 24.5 | 22.52 | 22.76 | 24.67
2023-05-10 | 22.5 | 21.92 | 23.54 | 23.13 | 21.84
2023-05-11 | 24.93 | 24.15 | 25.59 | 25 | 18.91
2023-05-12 | 25.66 | 25.53 | 24.87 | 25.19 | 22.67
2023-05-13 | 25.03 | 25.06 | 23.01 | 23.93 | 20.56
2023-05-14 | 24.22 | 22.83 | 23.52 | 23.07 | 20.56
2023-05-15 | 25.5 | 23.96 | 22.63 | 24.14 | 22.02
2023-05-16 | 23.63 | 21.83 | 22.4 | 23.01 | 22.48
2023-05-17 | 23.66 | 21.98 | 23.89 | 23.84 | 23.78
2023-05-18 | 24.96 | 23.87 | 24.58 | 24.89 | 20.97
2023-05-19 | 25.93 | 25.63 | 24.98 | 25.44 | 23.83
2023-05-20 | 24.71 | 20.14 | 21.78 | 21.57 | 21.42
2023-05-21 | 22.76 | 19.67 | 21.58 | 21.35 | 21.74
2023-05-22 | 23.45 | 22.06 | 23.3 | 23.45 | 24.2
2023-05-23 | 24.58 | 22.56 | 24.55 | 24.8 | 25.58
2023-05-24 | 24.53 | 23.09 | 24.86 | 23.98 | 25.45
2023-05-25 | 24.54 | 23.99 | 24.4 | 23.91 | 25.4
2023-05-26 | 25.34 | 24.89 | 23.96 | 24.42 | 26.46
2023-05-27 | 25.78 | 24.83 | 24.27 | 24.7 | 26.79
2023-05-28 | 25.22 | 23.21 | 24.06 | 23.26 | 25.76
2023-05-29 | 24.35 | 25.05 | 23.27 | 23.41 | 25.49
2023-05-30 | 25.11 | 24.06 | 24.83 | 24.91 | 27.48
2023-05-31 | 25.74 | 25.95 | 25.2 | 26 | 26.86
2023-06-01 | 26.22 | 26.8 | 26.15 | 26.6 | 23.87
2023-06-02 | 26.97 | 27.28 | 25.98 | 27.24 | 24.36
2023-06-03 | 26.34 | 25.49 | 24.89 | 26.64 | 24.89
2023-06-04 | 24.43 | 24.22 | 24.11 | 24.06 | 24.85
2023-06-05 | 24.23 | 24.9 | 23.74 | 23.49 | 25.12
2023-06-06 | 24.45 | 25.36 | 24.89 | 25.17 | 24.99
2023-06-07 | 26.55 | 26.7 | 25.18 | 26.75 | 23.93
2023-06-08 | 25.9 | 26.22 | 27.11 | 27.34 | 25.44
2023-06-09 | 27.66 | 28.42 | 28.65 | 29.04 | 23.62
2023-06-10 | 27.56 | 29.94 | 29.34 | 29.51 | 25.1
2023-06-11 | 28.63 | 30.31 | 29.62 | 30.09 | 26.97
2023-06-12 | 28.87 | 26.4 | 29.71 | 29.89 | 24.99
2023-06-13 | 28.87 | 26.44 | 30.38 | 29.92 | 24.84
2023-06-14 | 29.39 | 29.09 | 30.22 | 30.17 | 26.25
2023-06-15 | 30.89 | 29.76 | 31.56 | 31.9 | 27.45
2023-06-16 | 30.82 | 29.73 | 31.95 | 32.02 | 28.96
2023-06-17 | 30.39 | 29.74 | 30.27 | 31.26 | 28.8
2023-06-18 | 30.93 | 30.06 | 32.38 | 32.53 | 29.63
2023-06-19 | 31.68 | 30.99 | 32.59 | 33.39 | 29.35
2023-06-20 | 31.73 | 32.25 | 32.88 | 33.71 | 30.51
2023-06-21 | 30.02 | 28.75 | 32.88 | 31.9 | 31.56
2023-06-22 | 30.46 | 27.9 | 31.33 | 30.77 | 31.32
2023-06-23 | 30.75 | 28.57 | 31.79 | 31.29 | 31.66
2023-06-24 | 31.2 | 31.45 | 32.26 | 31.57 | 31.43
2023-06-25 | 31.73 | 32.61 | 32.8 | 32.34 | 32.46
2023-06-26 | 31.62 | 32.99 | 33.6 | 32.79 | 33.26
2023-06-27 | 31.85 | 33.71 | 33.49 | 32.75 | 33.18
2023-06-28 | 31.84 | 33.2 | 32.5 | 32.43 | 32.24
2023-06-29 | 31.91 | 33.44 | 31.7 | 32.25 | 31.53
2023-06-30 | 31.9 | 32.15 | 31.91 | 31.97 | 30.79
2023-07-01 | 32.29 | 30.2 | 32.07 | 32.53 | 30.7
2023-07-02 | 30.78 | 30.47 | 29.68 | 30.84 | 29.68
2023-07-03 | 30.68 | 31.65 | 30.15 | 31.35 | 29.57
2023-07-04 | 30.16 | 30.81 | 31.18 | 30.26 | 30.35
2023-07-05 | 29.06 | 31.48 | 30.3 | 31.55 | 31.75
2023-07-06 | 28.14 | 31.46 | 28.89 | 29.77 | 32.65
2023-07-07 | 28.97 | 31.41 | 29.61 | 30.41 | 33.13
2023-07-08 | 30.33 | 32 | 31.85 | 32.49 | 33.3
2023-07-09 | 31.79 | 29.92 | 32.87 | 33.47 | 32.75
2023-07-10 | 32.23 | 30.92 | 33.58 | 33.99 | 34.04
2023-07-11 | 32.16 | 30.15 | 33.7 | 33.96 | 33.2
2023-07-12 | 31.96 | 33.88 | 33.31 | 34.13 | 31.97
2023-07-13 | 32.58 | 34.32 | 33.01 | 34.05 | 32.4
2023-07-14 | 32.6 | 34.69 | 33.27 | 33.88 | 33.01
2023-07-15 | 32.42 | 33.64 | 33.62 | 34.12 | 33.79
2023-07-16 | 32.92 | 29.24 | 33.34 | 33.76 | 32.21
2023-07-17 | 33.28 | 34.23 | 33.18 | 34.12 | 33.6
2023-07-18 | 33.16 | 35.76 | 33.45 | 34.21 | 33.53
2023-07-19 | 32.63 | 34.75 | 33.14 | 33.8 | 34.68
2023-07-20 | 32.46 | 34.28 | 32.81 | 33.51 | 33.5
2023-07-21 | 32.74 | 32.99 | 32.76 | 33.13 | 33.03
2023-07-22 | 33.86 | 30.5 | 34.07 | 34.07 | 30.93
2023-07-23 | 32.98 | 30.82 | 33.71 | 33.53 | 31.09
2023-07-24 | 32.59 | 32.94 | 32.67 | 33.36 | 32.37
2023-07-25 | 32.29 | 34.16 | 32.42 | 33.32 | 32.14
2023-07-26 | 32.41 | 33.96 | 32.91 | 33.36 | 32.89
2023-07-27 | 32.05 | 33.88 | 32.26 | 32.88 | 32.45
2023-07-28 | 31.95 | 33.7 | 32.04 | 32.75 | 31.8
2023-07-29 | 32.75 | 34.21 | 31.47 | 32.85 | 31.16
2023-07-30 | 33.58 | 34.76 | 32.61 | 33.66 | 30.21
2023-07-31 | 34.57 | 35.17 | 32.57 | 34.71 | 31.24
2023-08-01 | 34.26 | 36.1 | 32.99 | 34.58 | 31.75
2023-08-02 | 33.72 | 36.14 | 32.96 | 34.82 | 31.37
2023-08-03 | 33.38 | 35.86 | 32.41 | 33.21 | 31.37
2023-08-04 | 33.96 | 36.03 | 32.81 | 33.94 | 33.26
2023-08-05 | 33.8 | 36.43 | 33.38 | 34.42 | 34.12
2023-08-06 | 34.24 | 35.63 | 33.63 | 34.18 | 34.95
2023-08-07 | 34.4 | 35.43 | 33.8 | 34.57 | 33.38
2023-08-08 | 34.23 | 35.2 | 33.6 | 34.29 | 30.72
2023-08-09 | 34.15 | 35.83 | 33.51 | 34.15 | 30.95
2023-08-10 | 34.4 | 36.13 | 33.75 | 34.47 | 30.97
2023-08-11 | 34.24 | 36.14 | 33.42 | 34.46 | 29.63
2023-08-12 | 33.68 | 35.6 | 32.8 | 34.02 | 29.15
2023-08-13 | 33.49 | 35.56 | 32.5 | 34.05 | 29.53
2023-08-14 | 33.21 | 33.78 | 32.21 | 33.89 | 26.25
2023-08-15 | 34.17 | 30.72 | 32.61 | 33.31 | 27.38
2023-08-16 | 32.75 | 29.7 | 33.46 | 32.78 | 29.47
2023-08-17 | 33.32 | 33.96 | 34.2 | 34.59 | 31.36
2023-08-18 | 33.41 | 36.84 | 33.32 | 34.38 | 30.65
2023-08-19 | 33.18 | 36.62 | 32.99 | 33.61 | 30.06
2023-08-20 | 34.54 | 37.22 | 32.75 | 34.99 | 30.42
2023-08-21 | 33.73 | 35.87 | 33.81 | 34.73 | 29.21
2023-08-22 | 32.59 | 35.73 | 29.79 | 33.08 | 28.64
2023-08-23 | 33.78 | 35.15 | 29.99 | 33.01 | 22.93
2023-08-24 | 35.27 | 36.58 | 30.98 | 34.86 | 26.07
2023-08-25 | 34.54 | 37.1 | 30.67 | 35.57 | 28.19
2023-08-26 | 33.95 | 37.12 | 31.55 | 34.69 | 28.44
2023-08-27 | 34.75 | 34.2 | 32.63 | 34.95 | 28.91
2023-08-28 | 32.39 | 30.86 | 31.93 | 32.35 | 28.05
2023-08-29 | 31.88 | 31.07 | 30.99 | 31.58 | 26.67
2023-08-30 | 31.22 | 31.49 | 31.64 | 31.72 | 26.64
2023-08-31 | 31.8 | 31.31 | 31.97 | 31.61 | 27.14
2023-09-01 | 32.18 | 31.26 | 31.49 | 31.98 | 27.77
2023-09-02 | 32.49 | 30 | 31.56 | 32.41 | 27.99
2023-09-03 | 32.6 | 31.86 | 31.42 | 32.64 | 28.52
2023-09-04 | 32.06 | 32.62 | 32.17 | 32.7 | 29.74
2023-09-05 | 32.47 | 33.73 | 32.69 | 33.81 | 28.83
2023-09-06 | 33.38 | 34.74 | 32.71 | 33.51 | 30.62
2023-09-07 | 34.04 | 35.9 | 33.31 | 34.53 | 30.38
2023-09-08 | 33.95 | 36.25 | 33.56 | 35.03 | 31.3
2023-09-09 | 32.41 | 31 | 32.44 | 33.34 | 30.97
2023-09-10 | 30.95 | 28.81 | 32.27 | 31.66 | 29.64
2023-09-11 | 29.81 | 27.58 | 30.97 | 30.43 | 30.23
2023-09-12 | 30.79 | 25.67 | 30.01 | 30.16 | 23.73
2023-09-13 | 30.36 | 25.48 | 29.79 | 27.35 | 23.35
2023-09-14 | 28.77 | 23.63 | 30.6 | 27.89 | 25.12
2023-09-15 | 28.08 | 25.15 | 29.27 | 27.23 | 25.75
2023-09-16 | 26.89 | 25.84 | 27.31 | 25.3 | 24.8
2023-09-17 | 27.78 | 26.72 | 28.72 | 26.52 | 23.62
2023-09-18 | 27.21 | 27.3 | 29.5 | 26.99 | 25.53
2023-09-19 | 27.44 | 27.54 | 29.3 | 28.45 | 26.09
2023-09-20 | 28.88 | 27.61 | 30.1 | 28.79 | 26.02
2023-09-21 | 29.95 | 27.7 | 30.74 | 29.39 | 25.24
2023-09-22 | 30.09 | 28.61 | 31.16 | 29.84 | 27.39
2023-09-23 | 30.04 | 30.54 | 31.79 | 30.96 | 27.19
2023-09-24 | 30.27 | 30.61 | 32.21 | 31.4 | 25.61
2023-09-25 | 28.72 | 27.68 | 30.84 | 29.53 | 25.34
2023-09-26 | 28.51 | 27.57 | 30.05 | 28.73 | 25.68
2023-09-27 | 28.82 | 27.7 | 28.97 | 28.98 | 25.02
2023-09-28 | 28.88 | 28.66 | 29.33 | 29.25 | 26.09
2023-09-29 | 28.65 | 28.86 | 29.15 | 29.33 | 26.76
2023-09-30 | 28.37 | 28.45 | 29.41 | 29.01 | 25.16
2023-10-01 | 28.12 | 27.13 | 28.05 | 28.14 | 24.35
2023-10-02 | 27.69 | 27.5 | 27.73 | 28.48 | 24.65
2023-10-03 | 26.1 | 27.49 | 27.91 | 27.95 | 23.81
2023-10-04 | 27.6 | 27.52 | 29.22 | 29.56 | 22.98
2023-10-05 | 24.14 | 24.28 | 24.82 | 25.04 | 21.51
2023-10-06 | 23.31 | 22.79 | 23.78 | 24.04 | 21.23
2023-10-07 | 19.68 | 17.48 | 20.28 | 19.1 | 19.34
2023-10-08 | 18.63 | 19.13 | 19.52 | 18.95 | 20.31
2023-10-09 | 20.26 | 22.25 | 21.58 | 21.25 | 22.47
2023-10-10 | 21.6 | 22.92 | 20.61 | 21.56 | 22.72
2023-10-11 | 20.69 | 22.19 | 21.94 | 21.85 | 22.59
2023-10-12 | 20.99 | 22.17 | 24.31 | 23.28 | 21.43
2023-10-13 | 25.14 | 21.63 | 26.43 | 25.03 | 18.79
2023-10-14 | 19.27 | 16.19 | 21.03 | 19.2 | 19.34
2023-10-15 | 16.4 | 14.41 | 18.37 | 16.6 | 19.19
2023-10-16 | 14.72 | 13.35 | 16.73 | 15.02 | 18.47
2023-10-17 | 15.62 | 15.67 | 16.96 | 16.67 | 20.97
2023-10-18 | 19.72 | 18.86 | 18.98 | 19.02 | 22.61
2023-10-19 | 22.85 | 21.06 | 22.41 | 22.25 | 21.73
2023-10-20 | 23.64 | 22.61 | 24.85 | 25.59 | 23.37
2023-10-21 | 23.78 | 22.49 | 24.76 | 26.17 | 23.16
2023-10-22 | 24.9 | 23.42 | 25.21 | 24.96 | 21.62
2023-10-23 | 25.51 | 23.02 | 25.04 | 24.63 | 20.85
2023-10-24 | 25.83 | 23.08 | 25.13 | 24.37 | 18.08
2023-10-25 | 25.65 | 23.39 | 25.2 | 24.74 | 14.89
2023-10-26 | 24.97 | 24.07 | 25.29 | 24.99 | 16.7
2023-10-27 | 25.37 | 23.8 | 25.91 | 25.47 | 18.58
2023-10-28 | 26.11 | 17.82 | 25.85 | 25.51 | 17.84
2023-10-29 | 23.37 | 8.72 | 20.93 | 18.01 | 15.52
2023-10-30 | 9.41 | 5.29 | 7.58 | 6.67 | 5.39
2023-10-31 | 10.25 | 6.23 | 9.6 | 9.11 | 6.77
2023-11-01 | 9.16 | 5.46 | 9.61 | 7.72 | 8.72
2023-11-02 | 10.86 | 8.22 | 11.37 | 9.93 | 12.66
2023-11-03 | 15.15 | 12.88 | 16.11 | 14.77 | 15.33
2023-11-04 | 19.28 | 16.02 | 18.64 | 18.02 | 17.89
2023-11-05 | 21.29 | 18.51 | 19.38 | 19.71 | 18.84
2023-11-06 | 21.15 | 20.25 | 20.02 | 20.99 | 19.56
2023-11-07 | 23.23 | 21.54 | 20.31 | 22.11 | 19.27
2023-11-08 | 23.67 | 22.31 | 22.91 | 23.44 | 19.52
2023-11-09 | 22.78 | 15.05 | 20.17 | 19.8 | 13.9
2023-11-10 | 15.13 | 12.43 | 14.63 | 13.84 | 8.17
2023-11-11 | 14.83 | 12.89 | 15.32 | 14.9 | 10.61
2023-11-12 | 15.8 | 13.98 | 14.87 | 14.81 | 11.46
2023-11-13 | 15.38 | 13.74 | 14.47 | 14.57 | 12.66
2023-11-14 | 16.6 | 14.87 | 16.4 | 15.64 | 13.13
2023-11-15 | 15.95 | 14.92 | 16.26 | 15.82 | 14.71
2023-11-16 | 16.16 | 14.05 | 15.21 | 14.39 | 15.22
2023-11-17 | 18.02 | 15.16 | 18.19 | 17.35 | 17.14
2023-11-18 | 18.36 | 14.55 | 17.08 | 17.39 | 17.49
2023-11-19 | 17.67 | 14.83 | 17.77 | 17 | 14.05
2023-11-20 | 21.51 | 17.68 | 19.7 | 20.26 | 10.77
2023-11-21 | 13.67 | 10.34 | 12.79 | 12.78 | 8.26
2023-11-22 | 9.97 | 8.07 | 11.59 | 10.57 | 8.45
2023-11-23 | 10.92 | 8.34 | 10.69 | 10.01 | 9.21
2023-11-24 | 12.19 | 10 | 12.24 | 11.35 | 9.98
2023-11-25 | 12.37 | 10.05 | 12.74 | 11.77 | 8.93
2023-11-26 | 11.64 | 5.47 | 11.66 | 9.71 | 6.96
2023-11-27 | 7.98 | 5.89 | 8.86 | 7.53 | 7.05
2023-11-28 | 10.24 | 8.79 | 10.5 | 9.82 | 8.19
2023-11-29 | 12.44 | 9.31 | 13.03 | 11.43 | 11.11
2023-11-30 | 18.77 | 14.08 | 17.7 | 17.87 | 8.72
2023-12-01 | 16.79 | 9.3 | 15.35 | 13.73 | 8.37
2023-12-02 | 16.09 | 9.47 | 14.66 | 13.57 | 6.55
2023-12-03 | 11.91 | 10.37 | 13.84 | 13.5 | 6.69
2023-12-04 | 12.74 | 9.67 | 13.11 | 12.36 | 10.36
2023-12-05 | 12.58 | 10.41 | 14.38 | 13.23 | 10.36
2023-12-06 | 11.65 | 9.45 | 13.44 | 12.02 | 10.94
2023-12-07 | 13.84 | 13 | 15.5 | 14.81 | 10.66
2023-12-08 | 19.85 | 18.27 | 18.36 | 19.2 | 10.5
2023-12-09 | 20.6 | 11.36 | 16.8 | 16.68 | 4.15
2023-12-10 | 9.7 | 5.24 | 8.91 | 8.16 | 2.63
2023-12-11 | 9.43 | 7.34 | 9.25 | 8.26 | 7.07
2023-12-12 | 11.21 | 8.57 | 13.08 | 11.72 | 9
2023-12-13 | 11.29 | 9.15 | 12.41 | 11.39 | 10.37
2023-12-14 | 13.9 | 10.12 | 13.99 | 13.82 | 10.22
2023-12-15 | 15.17 | 10.53 | 15.27 | 14.01 | 7.6
2023-12-16 | 12.3 | 7.78 | 11.18 | 10.1 | 7.95
2023-12-17 | 10.73 | 10.19 | 12.46 | 11.3 | 8.33
2023-12-18 | 11.62 | 8.34 | 12.74 | 11.32 | 8.97
2023-12-19 | 10.18 | 6.24 | 12.67 | 10.64 | 10.96
2023-12-20 | 14.07 | 11.55 | 15.6 | 14.46 | 10.47
2023-12-21 | 15.24 | 13.09 | 16.84 | 15.42 | 9.2
2023-12-22 | 16.46 | 14.94 | 17.44 | 16.02 | 12.3
2023-12-23 | 17.72 | 15.65 | 18.15 | 17.54 | 9.36
2023-12-24 | 18.13 | 15.39 | 17.02 | 16.41 | 5.99
2023-12-25 | 9.66 | 5.02 | 9.2 | 7.75 | 3.93
2023-12-26 | 8.31 | 5.29 | 8.78 | 7.54 | 3.12
2023-12-27 | 9.98 | 4.28 | 10.34 | 8.13 | 3.74
2023-12-28 | 6.97 | 2.73 | 9.8 | 7.53 | 4.61
2023-12-29 | 5.84 | 3.74 | 7.95 | 6.22 | 5.38
2023-12-30 | 8.51 | 6.55 | 10.42 | 9.24 | 6.58
2023-12-31 | 11.8 | 7.44 | 12.75 | 11.99 | 6.38
2024-01-01 | 12 | 2.65 | 9.17 | 7.47 | 6.78
2024-01-02 | 8.78 | 4 | 8.19 | 6.56 | 7.03
2024-01-03 | 8.7 | 7.38 | 8.13 | 7.16 | 6.88
2024-01-04 | 9.47 | 7.93 | 9.26 | 9.2 | 4.41
2024-01-05 | 10.9 | 7.92 | 11.13 | 11.14 | 3.93
2024-01-06 | 9.09 | 5.59 | 10.04 | 8.67 | 3.33
2024-01-07 | 10.05 | 7.07 | 10.87 | 9.93 | 4.38
2024-01-08 | 15.05 | 9.23 | 14.73 | 14.1 | 0.15
2024-01-09 | 7.17 | 3.04 | 8.15 | 6.92 | 0.28
2024-01-10 | 9.81 | 7.09 | 9.29 | 8.52 | 3.48
2024-01-11 | 16.98 | 10.06 | 12.34 | 13.43 | 4.07
2024-01-12 | 10.67 | 2.59 | 9.18 | 8.29 | 1.23
2024-01-13 | 8.42 | 1.53 | 8.21 | 6.47 | 4.71
2024-01-14 | 3.7 | -8.16 | 0.06 | -3.91 | 7.75
2024-01-15 | -1.37 | -8.45 | -2.19 | -3.92 | 7.98
2024-01-16 | -4 | -7.48 | -3.35 | -4.54 | 1.07
2024-01-17 | -0.21 | -3.06 | -0.54 | -0.88 | 6.48
2024-01-18 | 9.28 | 3.53 | 9.89 | 8.8 | 10.18
2024-01-19 | 5.77 | -2.27 | 5.19 | 2.7 | 6.49
2024-01-20 | 1.98 | -2.74 | 1.82 | -0.26 | 3.99
2024-01-21 | 2.85 | 0.15 | 4.44 | 3.15 | 8.64
2024-01-22 | 13.3 | 2.06 | 10.68 | 8.41 | 9.32
2024-01-23 | 17.35 | 4.62 | 15.57 | 14.35 | 7.84
2024-01-24 | 15.66 | 6.58 | 13.73 | 11.19 | 7.05
2024-01-25 | 15.17 | 8.34 | 13.81 | 12.01 | 7.48
2024-01-26 | 13.38 | 9.36 | 12.51 | 10.38 | 7.01
2024-01-27 | 11.51 | 6.35 | 11.46 | 10.82 | 7.07
2024-01-28 | 8.68 | 7.28 | 10.89 | 9.66 | 8.07
2024-01-29 | 11.57 | 11.09 | 11.41 | 11.85 | 10.05
2024-01-30 | 12.74 | 13.41 | 12.32 | 13.73 | 11.95
2024-01-31 | 13.72 | 14.61 | 13.05 | 13.77 | 13.33
2024-02-01 | 14.02 | 13.97 | 15.37 | 14.82 | 13.13
2024-02-02 | 16.24 | 15.73 | 16.99 | 16.21 | 8.54
2024-02-03 | 15.85 | 14.18 | 15.09 | 15.21 | 6.25
2024-02-04 | 12.55 | 10.68 | 13.48 | 12.88 | 7.08
2024-02-05 | 12.39 | 10 | 11.75 | 12 | 8.38
2024-02-06 | 12.75 | 10.05 | 11.89 | 11.91 | 9.86
2024-02-07 | 13.87 | 12.61 | 13.81 | 13.29 | 9.24
2024-02-08 | 18.11 | 15.49 | 17.08 | 17.81 | 6.29
2024-02-09 | 18.99 | 14.1 | 18.43 | 18.97 | 6.76
2024-02-10 | 18.45 | 11.35 | 17.4 | 16.71 | 5.3
2024-02-11 | 17.33 | 8.75 | 14.73 | 12.15 | 3.21
2024-02-12 | 8.49 | 5.91 | 9.37 | 7.96 | 5.39
2024-02-13 | 10.13 | 8.41 | 11.58 | 10.54 | 8.7
2024-02-14 | 11.65 | 11.12 | 12.74 | 12.3 | 9.51
2024-02-15 | 15.72 | 14.16 | 16.2 | 15.58 | 10.77
2024-02-16 | 17.22 | 12.53 | 16.1 | 16.36 | 10.92
2024-02-17 | 6.71 | 2.83 | 6.57 | 5.83 | 5.11
2024-02-18 | 5.67 | 3.54 | 6.1 | 4.89 | 5.6
2024-02-19 | 9.76 | 9.06 | 10.3 | 9.71 | 12.07
2024-02-20 | 14.67 | 13.96 | 15.68 | 15.03 | 15.04
2024-02-21 | 17.36 | 17.94 | 17.81 | 17.78 | 13.32
2024-02-22 | 19.34 | 17.96 | 20.1 | 19.88 | 12.16
2024-02-23 | 16.11 | 13.97 | 17.48 | 16.34 | 11.97
2024-02-24 | 16.07 | 14.78 | 17.12 | 17.3 | 13.46
2024-02-25 | 17.06 | 17.49 | 18.6 | 18.33 | 17.13
2024-02-26 | 20.23 | 19.25 | 21.16 | 20.95 | 17.45
2024-02-27 | 21.8 | 20.83 | 22.65 | 21.69 | 16.24
2024-02-28 | 15.03 | 6.01 | 13.94 | 12.36 | 8.45
2024-02-29 | 10.52 | 7.57 | 8.54 | 7.84 | 8.21
2024-03-01 | 13.95 | 10.7 | 13.14 | 11.42 | 11.95
2024-03-02 | 17.08 | 16.33 | 17.54 | 16.66 | 12.95
2024-03-03 | 19.79 | 19.53 | 20.06 | 19.88 | 12.81
2024-03-04 | 20.94 | 20.87 | 20.98 | 21.77 | 12.34
2024-03-05 | 21.84 | 19.71 | 22.17 | 21.05 | 13.32
2024-03-06 | 19.84 | 17.99 | 21.11 | 20.79 | 14.3
2024-03-07 | 19.07 | 18.36 | 20.49 | 18.98 | 13.27
2024-03-08 | 21.84 | 16.37 | 20.16 | 19.66 | 9.26
2024-03-09 | 12.67 | 8.79 | 12.36 | 10.83 | 7.55
2024-03-10 | 13.28 | 9.73 | 13.11 | 12.42 | 10.17
2024-03-11 | 15.67 | 12.63 | 16.1 | 15.54 | 13.6
2024-03-12 | 17.84 | 16.99 | 19.93 | 18.71 | 14.91
2024-03-13 | 21.54 | 20.79 | 23.24 | 22.27 | 14.34
2024-03-14 | 22.43 | 21.96 | 22.87 | 22.36 | 14.39
2024-03-15 | 22.11 | 16.22 | 21.95 | 20.17 | 11.23
2024-03-16 | 19.51 | 14.43 | 20.01 | 18.51 | 11.36
2024-03-17 | 20.2 | 14.67 | 18.4 | 17.59 | 12.36
2024-03-18 | 15.4 | 9.78 | 15.69 | 14.54 | 11.53
2024-03-19 | 12.9 | 10.49 | 13.08 | 13.24 | 13.17
2024-03-20 | 15.53 | 14.71 | 14.87 | 15.02 | 11.58
2024-03-21 | 16.15 | 16.26 | 18.43 | 16 | 14.3
2024-03-22 | 17.72 | 16.43 | 19.64 | 17.25 | 15.89
2024-03-23 | 17.9 | 13.84 | 18.43 | 16.87 | 17.3
2024-03-24 | 18.87 | 16.43 | 19.66 | 18.43 | 11.3
2024-03-25 | 19.21 | 15.67 | 20.2 | 18.86 | 7.75
2024-03-26 | 13.23 | 8.14 | 15.62 | 12.15 | 7.57
2024-03-27 | 13.07 | 10.63 | 15.28 | 12.68 | 10.55
2024-03-28 | 16.01 | 13.41 | 17.54 | 16.17 | 15.46
2024-03-29 | 17.62 | 17.62 | 19.7 | 18.72 | 17.39
2024-03-30 | 20.01 | 19.32 | 21.86 | 20.75 | 16.89
2024-03-31 | 22.11 | 20.78 | 22.49 | 21.78 | 16.44
2024-04-01 | 22.92 | 22.13 | 23.73 | 23.51 | 11.35
2024-04-02 | 20.23 | 14.23 | 19.39 | 18.28 | 10.94
2024-04-03 | 16.01 | 13.71 | 19.19 | 17.45 | 14.93
2024-04-04 | 18.59 | 18.13 | 20.72 | 20.71 | 16.66
2024-04-05 | 19.59 | 18.8 | 20.9 | 21.07 | 17.6
2024-04-06 | 20.64 | 19.6 | 21.63 | 21.13 | 11.62
2024-04-07 | 23.51 | 17.97 | 21.53 | 21.64 | 11.97
2024-04-08 | 23.23 | 19.12 | 23.16 | 22.86 | 15.18
2024-04-09 | 24.04 | 19.52 | 25.55 | 24.39 | 11.06
2024-04-10 | 20.38 | 15.55 | 18.37 | 18.49 | 14.45
2024-04-11 | 17.94 | 15.21 | 20.51 | 18.39 | 17.03
2024-04-12 | 18.39 | 18.46 | 20.58 | 19.46 | 20.18
2024-04-13 | 19.59 | 19.71 | 21.66 | 20.76 | 20.42
2024-04-14 | 21.31 | 21.59 | 23.64 | 22.17 | 20.3
2024-04-15 | 22.84 | 22.51 | 23.93 | 23.76 | 19.15
2024-04-16 | 24.3 | 23.79 | 25.46 | 24.74 | 17.35
2024-04-17 | 24.13 | 23.4 | 25.29 | 24.74 | 20.01
2024-04-18 | 23.82 | 23.47 | 26.63 | 25.24 | 21.7
2024-04-19 | 25.13 | 17.13 | 24.76 | 22.32 | 19.58
2024-04-20 | 23.86 | 13.25 | 22.42 | 20.36 | 18.21
2024-04-21 | 16.17 | 13.81 | 17.27 | 15.25 | 14.24
2024-04-22 | 16.32 | 15.11 | 18.2 | 16.77 | 18.89
2024-04-23 | 19.71 | 18.86 | 21.46 | 20.34 | 22.64
2024-04-24 | 23.28 | 21.99 | 25.28 | 24.17 | 22.2
2024-04-25 | 23.8 | 22.64 | 24.74 | 24.32 | 21.56
2024-04-26 | 24.24 | 22.95 | 25.48 | 24.46 | 18.94
2024-04-27 | 25.55 | 23.91 | 25.82 | 25.31 | 16.89
2024-04-28 | 25.29 | 22.37 | 25.39 | 24.59 | 16.96
2024-04-29 | 25.15 | 21.41 | 26.47 | 25 | 19.66
2024-04-30 | 23.93 | 22.59 | 26.56 | 25.28 | 22.83
2024-05-01 | 24.3 | 23.24 | 25.3 | 24.8 | 22.32
2024-05-02 | 24.47 | 23.5 | 26.47 | 25.24 | 21.32
2024-05-03 | 23.7 | 23.76 | 26.37 | 24.39 | 22.25
2024-05-04 | 24.05 | 22.64 | 24.81 | 23.93 | 22.75
2024-05-05 | 24.39 | 22.4 | 24.55 | 23.76 | 21.88
2024-05-06 | 25.7 | 24.76 | 27.35 | 25.98 | 20.37
2024-05-07 | 26.57 | 24.76 | 28.7 | 26.9 | 20.36
2024-05-08 | 26.73 | 26.65 | 29.4 | 28 | 21.19
2024-05-09 | 26.76 | 23.18 | 30.29 | 27.27 | 21.31
2024-05-10 | 25.77 | 21.22 | 26.55 | 24.16 | 21.64
2024-05-11 | 23.38 | 20.88 | 25.2 | 23.02 | 22.69
2024-05-12 | 24.14 | 19.37 | 26.82 | 24.6 | 20.72
2024-05-13 | 25.85 | 21.69 | 26.81 | 25.3 | 22.76
2024-05-14 | 24.19 | 21.97 | 26.49 | 24.43 | 24.68
2024-05-15 | 24.86 | 23.33 | 27.21 | 26.54 | 24.49
2024-05-16 | 24.64 | 21.76 | 26.68 | 24.43 | 21.66
2024-05-17 | 23.37 | 21.56 | 26.29 | 23.32 | 23.02
2024-05-18 | 25.89 | 24.64 | 27.98 | 25.73 | 26.31
2024-05-19 | 26.12 | 26.01 | 29.41 | 27.22 | 25.72
2024-05-20 | 25.85 | 26.07 | 29.68 | 27.33 | 25.25
2024-05-21 | 27.4 | 26.41 | 30.4 | 29.02 | 24.67
2024-05-22 | 27.39 | 26.26 | 30.68 | 28.75 | 24.88
2024-05-23 | 27.36 | 26.21 | 30.87 | 28.13 | 23.5
2024-05-24 | 27.96 | 27.25 | 31.65 | 29.83 | 23.97
2024-05-25 | 28.73 | 27.11 | 32.16 | 30.32 | 24.55
2024-05-26 | 28.97 | 28.44 | 32.26 | 30.23 | 24.05
2024-05-27 | 29.63 | 27.51 | 33.95 | 30.64 | 26.06
2024-05-28 | 26.65 | 23.06 | 30.17 | 27.25 | 28.42
2024-05-29 | 25.27 | 23.92 | 29.03 | 26.83 | 25.8
2024-05-30 | 26.42 | 23.83 | 29.55 | 27.28 | 26.26
2024-05-31 | 25.27 | 23.65 | 28.71 | 26.59 | 27.29
2024-06-01 | 27.18 | 24.34 | 28.61 | 27.03 | 27.12
2024-06-02 | 27.36 | 24.59 | 29.67 | 27.9 | 26.59
2024-06-03 | 27.24 | 25.57 | 29.75 | 28.07 | 26.93
2024-06-04 | 28.19 | 26.77 | 30.34 | 28.85 | 27.64
2024-06-05 | 27.55 | 26.71 | 28.76 | 28.16 | 31.05
2024-06-06 | 27.2 | 26.55 | 30.51 | 28.37 | 33.19
2024-06-07 | 28.26 | 26.88 | 31.2 | 28.25 | 32.29
2024-06-08 | 27.4 | 27.55 | 31.13 | 29.18 | 31.03
2024-06-09 | 28.27 | 27.28 | 30.96 | 29.28 | 29.66
2024-06-10 | 29.01 | 25.04 | 28.64 | 28.56 | 26.63
2024-06-11 | 28.18 | 24.39 | 29.02 | 28.02 | 29.34
2024-06-12 | 27.89 | 25.81 | 28.9 | 28.18 | 31.28
2024-06-13 | 28.99 | 26.56 | 30.06 | 29.09 | 33.19
2024-06-14 | 29.14 | 26.79 | 30.4 | 29.58 | 33.16
2024-06-15 | 28.5 | 26.73 | 30.44 | 29.87 | 30.72
2024-06-16 | 29.1 | 27.14 | 31.07 | 30.36 | 30.97
2024-06-17 | 28.32 | 27.91 | 30.93 | 30.01 | 30.26
2024-06-18 | 27.38 | 27.59 | 30.04 | 29.42 | 29.42
2024-06-19 | 25.87 | 25.62 | 25.02 | 24.72 | 29.97
2024-06-20 | 27.8 | 27.24 | 27.52 | 27.52 | 25.93
2024-06-21 | 27.79 | 27.89 | 28.27 | 28.03 | 26.38
2024-06-22 | 28.41 | 28.4 | 28.68 | 28.85 | 29.21
2024-06-23 | 29.12 | 29.3 | 29.4 | 29.78 | 30.69
2024-06-24 | 29.66 | 29.56 | 30.36 | 30.61 | 32.61
2024-06-25 | 30.08 | 30.19 | 31 | 31.37 | 34.53
2024-06-26 | 29.99 | 30.99 | 31.05 | 31.29 | 32.91
2024-06-27 | 30.75 | 29.43 | 31.76 | 31.96 | 29.34
2024-06-28 | 30.38 | 30.81 | 31.4 | 31.94 | 30.89
2024-06-29 | 30.83 | 30.92 | 31.34 | 32.21 | 33.4
2024-06-30 | 31.31 | 30.97 | 31.02 | 31.72 | 30.73
2024-07-01 | 30.64 | 31.53 | 31.43 | 32.11 | 31.01
2024-07-02 | 31.27 | 31.37 | 31.98 | 32.82 | 30.97
2024-07-03 | 31.14 | 31.36 | 31.82 | 32.6 | 28
2024-07-04 | 31.73 | 31.77 | 32.14 | 33.1 | 30.66
2024-07-05 | 31.17 | 28.44 | 32.09 | 31.93 | 29.07
2024-07-06 | 30.03 | 28.75 | 31.54 | 30.6 | 27.92
2024-07-07 | 27.86 | 29.94 | 29.98 | 29.37 | 30.84
2024-07-08 | 26.83 | 26.91 | 30.85 | 28.78 | 27.96
2024-07-09 | 27.93 | 27.98 | 30.67 | 30.03 | 28.1
2024-07-10 | 28.57 | 29.34 | 29.18 | 30.53 | 27.72
2024-07-11 | 27.59 | 30.3 | 28.53 | 30.14 | 28.18
2024-07-12 | 27.44 | 30.06 | 27.15 | 28.54 | 28.64
2024-07-13 | 27.31 | 29.9 | 26.86 | 27.83 | 28.73
2024-07-14 | 27.78 | 30.79 | 26.79 | 28.49 | 29.78
2024-07-15 | 27.71 | 31.27 | 29.46 | 30.75 | 30.19
2024-07-16 | 28.39 | 31.85 | 30 | 30.89 | 30.91
2024-07-17 | 29.09 | 29.34 | 30.14 | 29.88 | 31.13
2024-07-18 | 27.42 | 28.94 | 28.39 | 28.84 | 28.69
2024-07-19 | 28.08 | 28.76 | 30.2 | 29.03 | 28.72
2024-07-20 | 28.31 | 28.61 | 30.41 | 29.64 | 29.79
2024-07-21 | 28.58 | 27.37 | 30.03 | 28.81 | 25.2
2024-07-22 | 27.46 | 26.01 | 28.11 | 27.44 | 24.76
2024-07-23 | 26.43 | 26.58 | 26.91 | 26.19 | 25.94
2024-07-24 | 26.36 | 28.22 | 26.96 | 26.31 | 27.42
2024-07-25 | 24.48 | 28.02 | 27.7 | 25.28 | 29.25
2024-07-26 | 25.36 | 27.33 | 27.4 | 26 | 28.54
2024-07-27 | 25.39 | 28.71 | 26.97 | 26.01 | 30.63
2024-07-28 | 27.32 | 30 | 27.92 | 27.96 | 31.2
2024-07-29 | 28.5 | 31.65 | 29.3 | 29.17 | 31.15
2024-07-30 | 28.79 | 31.95 | 29.47 | 29.79 | 31.54
2024-07-31 | 28.63 | 32.09 | 29.56 | 29.95 | 29.17
2024-08-01 | 28.16 | 32.32 | 29.71 | 30.04 | 30.75
2024-08-02 | 29.02 | 33.38 | 30.34 | 30.75 | 31.33
2024-08-03 | 29.69 | 32.21 | 31.15 | 31.18 | 29.95
2024-08-04 | 29.9 | 31.46 | 31.05 | 30.94 | 30.11
2024-08-05 | 30.17 | 30.92 | 30.69 | 30.84 | 29.49
2024-08-06 | 29.93 | 31.9 | 31.33 | 31.22 | 29.82
2024-08-07 | 29.88 | 33.87 | 32.57 | 31.7 | 30.35
2024-08-08 | 30.04 | 34.5 | 32.1 | 31.68 | 31.45
2024-08-09 | 30.09 | 32.13 | 31.49 | 31.69 | 30.48
2024-08-10 | 29.6 | 30.43 | 30.65 | 31.32 | 30.13
2024-08-11 | 29.64 | 32.46 | 31.48 | 31.77 | 30.97
2024-08-12 | 30.14 | 32.87 | 31.09 | 31.82 | 31.83
2024-08-13 | 29.46 | 33.65 | 31.16 | 31.66 | 30.76
2024-08-14 | 29.91 | 33.61 | 30.96 | 31.57 | 28.54
2024-08-15 | 30.08 | 33.74 | 31.82 | 32.29 | 31.3
2024-08-16 | 30.3 | 34.16 | 32.21 | 32.4 | 32.35
2024-08-17 | 30.19 | 34.49 | 31.56 | 32.36 | 31.85
2024-08-18 | 30.54 | 34.53 | 31.8 | 33.02 | 31.18
2024-08-19 | 30.88 | 35.19 | 31.96 | 32.85 | 31.53
2024-08-20 | 31.46 | 33.52 | 33.01 | 34.36 | 30.94
2024-08-21 | 31.85 | 31.38 | 35.23 | 34.78 | 31.42
2024-08-22 | 32.19 | 32.12 | 35.46 | 34.43 | 31.68
2024-08-23 | 30.51 | 33.84 | 33.29 | 33.12 | 31.74
2024-08-24 | 29.96 | 32.85 | 31.79 | 31.15 | 30.13
2024-08-25 | 29.73 | 32.75 | 31.28 | 30.77 | 30.66
2024-08-26 | 27.28 | 32.01 | 28.7 | 29.01 | 28.68
2024-08-27 | 27.68 | 31.63 | 27.64 | 27.15 | 25.67
2024-08-28 | 27.67 | 31.68 | 27.48 | 28.37 | 25.93
2024-08-29 | 27.07 | 31.29 | 28.82 | 28.75 | 27.22
2024-08-30 | 26.84 | 30.39 | 29.29 | 28.97 | 26.32
2024-08-31 | 27.2 | 30.36 | 29.71 | 28.98 | 23.6
2024-09-01 | 28.08 | 29.48 | 30.03 | 29.36 | 22.88
2024-09-02 | 28.27 | 27.69 | 27.19 | 27.72 | 21.88
2024-09-03 | 28.24 | 24.89 | 26.22 | 28.64 | 22.37
2024-09-04 | 27.64 | 24.54 | 27.18 | 27.49 | 23.56
2024-09-05 | 27.48 | 26.73 | 27.1 | 26.76 | 24.66
2024-09-06 | 26.47 | 27 | 27.92 | 27.34 | 24.29
2024-09-07 | 25.47 | 23.95 | 26.43 | 25.92 | 23.85
2024-09-08 | 24.56 | 21.7 | 23.36 | 22.87 | 23.04
2024-09-09 | 25.47 | 21.71 | 24.1 | 23.21 | 22.96
2024-09-10 | 26.76 | 23.91 | 26.77 | 25.89 | 24.11
2024-09-11 | 27.41 | 25.1 | 27.77 | 27.45 | 25.32
2024-09-12 | 26.68 | 25.42 | 28.24 | 27.07 | 26.25
2024-09-13 | 28.46 | 27.39 | 29.79 | 28.88 | 27.46
2024-09-14 | 30.01 | 27.62 | 29.83 | 29.86 | 27.28
2024-09-15 | 29.56 | 27.51 | 29.89 | 30.89 | 26.78
2024-09-16 | 29.25 | 27.06 | 29.98 | 30.18 | 26.69
2024-09-17 | 28.92 | 27.37 | 30.25 | 29.91 | 27.26
2024-09-18 | 29.96 | 28.79 | 30.49 | 30.85 | 26.05
2024-09-19 | 30.62 | 30.56 | 30.86 | 31.16 | 27.52
2024-09-20 | 30.29 | 31.14 | 30.69 | 31.18 | 27.85
2024-09-21 | 29.5 | 30.94 | 30.21 | 30.66 | 26.28
2024-09-22 | 29.61 | 29.81 | 30.11 | 30.49 | 22.96
2024-09-23 | 29.3 | 24.91 | 29.97 | 29.96 | 22.78
2024-09-24 | 29.53 | 26.07 | 29.76 | 28.86 | 25.27
2024-09-25 | 28.03 | 23.46 | 29.24 | 27.64 | 25.11
2024-09-26 | 25.33 | 22.65 | 25.88 | 24.75 | 25.45
2024-09-27 | 24.62 | 22.91 | 26.89 | 25.39 | 26.51
2024-09-28 | 25.38 | 23.48 | 27.63 | 26.01 | 26.25
2024-09-29 | 25.99 | 24.11 | 27.75 | 26.15 | 24.83
2024-09-30 | 28 | 25.76 | 27.81 | 27.98 | 25.34
2024-10-01 | 27.58 | 25.7 | 28.28 | 28.31 | 23.87
2024-10-02 | 27.29 | 24.67 | 27.74 | 27.77 | 22.58
2024-10-03 | 27.37 | 25.86 | 27.42 | 27.96 | 23.95
2024-10-04 | 27.97 | 25.22 | 27.66 | 27.74 | 23.71
2024-10-05 | 27.87 | 25.77 | 28.55 | 28.43 | 23.49
2024-10-06 | 28.08 | 26.79 | 28.13 | 28.05 | 25.14
2024-10-07 | 27.37 | 25.33 | 27.64 | 27.64 | 22.63
2024-10-08 | 24.63 | 22.96 | 27.7 | 26.42 | 22.92
2024-10-09 | 23.39 | 23.65 | 26.47 | 25.35 | 23.78
2024-10-10 | 24.52 | 24.86 | 27.85 | 27.08 | 25.01
2024-10-11 | 24.98 | 25.8 | 26.03 | 25.88 | 25.57
2024-10-12 | 25.27 | 26.68 | 26.04 | 26.68 | 23.91
2024-10-13 | 26.42 | 26.96 | 26.59 | 28.12 | 23.05
2024-10-14 | 27 | 22.78 | 27.52 | 26.38 | 21.98
2024-10-15 | 27.1 | 23.75 | 27.28 | 27.35 | 22.75
2024-10-16 | 19.75 | 15.44 | 21.42 | 20.02 | 18.18
2024-10-17 | 16.82 | 14.66 | 19.77 | 18.41 | 18.88
2024-10-18 | 19.15 | 17.55 | 21.88 | 20.45 | 20.95
2024-10-19 | 21.52 | 18.85 | 24.15 | 22.11 | 20.49
2024-10-20 | 21.36 | 19.6 | 23.63 | 22.11 | 20.72
2024-10-21 | 21.86 | 20.9 | 23.39 | 22.15 | 19.12
2024-10-22 | 23.78 | 24.82 | 25.08 | 24.58 | 19.97
2024-10-23 | 25.1 | 26.19 | 25.24 | 25.19 | 21.71
2024-10-24 | 24.31 | 25.59 | 25.34 | 25.23 | 22.72
2024-10-25 | 25.59 | 25.37 | 25.35 | 25.37 | 19.1
2024-10-26 | 26.75 | 23.93 | 25.64 | 26.31 | 20.09
2024-10-27 | 25.84 | 24.33 | 26.03 | 26.74 | 21.31
2024-10-28 | 25.57 | 25.88 | 24.87 | 25.59 | 21.6
2024-10-29 | 26.29 | 26.24 | 26.24 | 26.66 | 21.18
2024-10-30 | 26.98 | 26.28 | 27.02 | 27.43 | 14.27
2024-10-31 | 26.53 | 19.49 | 26.93 | 25.47 | 13.53
2024-11-01 | 24.78 | 18.06 | 25.19 | 24.02 | 16.56
2024-11-02 | 23.97 | 21.84 | 24.96 | 24.91 | 17.39
2024-11-03 | 25.78 | 23.43 | 25.94 | 26.25 | 14.56
2024-11-04 | 25.96 | 22.78 | 25.83 | 26.19 | 9.17
2024-11-05 | 21.48 | 16.62 | 18.2 | 18.73 | 9.41
2024-11-06 | 21.17 | 15.75 | 18.5 | 17.91 | 11.85
2024-11-07 | 25.06 | 18.25 | 23.53 | 22.07 | 8.43
2024-11-08 | 25.1 | 20.02 | 22.16 | 22.59 | 6.13
2024-11-09 | 21.93 | 15.66 | 19.74 | 19.04 | 9.27
2024-11-10 | 22.68 | 17.07 | 22.46 | 21.17 | 11.63
2024-11-11 | 20.99 | 16.92 | 21.69 | 19.57 | 14.7
2024-11-12 | 19.05 | 16.48 | 21.24 | 19.36 | 13.82
2024-11-13 | 19.72 | 16.77 | 20.66 | 19.53 | 10.57
2024-11-14 | 16.35 | 14.3 | 16.91 | 16.36 | 11.99
2024-11-15 | 15.26 | 13.37 | 16.03 | 15.4 | 13.38
2024-11-16 | 19.41 | 15.73 | 19.5 | 18.93 | 14.84
2024-11-17 | 24.62 | 20.19 | 22.86 | 22.62 | 10.69
2024-11-18 | 23.59 | 19.52 | 20.92 | 21.81 | 8.28
2024-11-19 | 18.55 | 14.85 | 18.18 | 17.61 | 8.33
2024-11-20 | 14.31 | 10.33 | 13.84 | 13.33 | 7.87
2024-11-21 | 12.97 | 10.97 | 14.39 | 14.24 | 10.41
2024-11-22 | 14.31 | 10.58 | 15.83 | 14.95 | 11.4
2024-11-23 | 14.8 | 13.24 | 16.32 | 15.37 | 11.79
2024-11-24 | 20.16 | 18.2 | 19.56 | 19.56 | 12.75
2024-11-25 | 20.83 | 11.91 | 18.84 | 17.16 | 13.34
2024-11-26 | 14.15 | 8.94 | 13.14 | 12.06 | 13.24
2024-11-27 | 19.79 | 15.48 | 18.27 | 18.26 | 14.57
2024-11-28 | 14.07 | 7.41 | 11.99 | 11.37 | 10.25
2024-11-29 | 9.89 | 6.03 | 9.25 | 8.34 | 7.6
2024-11-30 | 9.91 | 7.69 | 12.23 | 10.3 | 10.76
2024-12-01 | 12.93 | 8.02 | 14.87 | 13.24 | 9.82
2024-12-02 | 11.38 | 9.37 | 13.94 | 12.41 | 10.28
2024-12-03 | 12.25 | 7.99 | 12.62 | 12.07 | 10.12
2024-12-04 | 16.43 | 10.24 | 15.18 | 13.59 | 11.47
2024-12-05 | 14.72 | 7.77 | 14.04 | 13.1 | 10.31
2024-12-06 | 9.88 | 5.27 | 8.66 | 7.62 | 8
2024-12-07 | 8.55 | 7.15 | 7.57 | 7.48 | 7.81
2024-12-08 | 12.91 | 9.21 | 10.07 | 10.47 | 8.76
2024-12-09 | 16.56 | 11.25 | 15.14 | 15.38 | 8.89
2024-12-10 | 12.35 | 6.07 | 10.16 | 10.01 | 4.23
2024-12-11 | 9.02 | 6.44 | 8.75 | 8.51 | 4.2
2024-12-12 | 10.06 | 8.47 | 10.19 | 9.89 | 4.96
2024-12-13 | 15.4 | 12.4 | 16.67 | 15.59 | 7.33
2024-12-14 | 19.63 | 15.57 | 19.79 | 20.3 | 9.61
2024-12-15 | 20.68 | 16.41 | 20.96 | 21.17 | 11.22
2024-12-16 | 20.79 | 19.39 | 20.98 | 21.09 | 9.66
2024-12-17 | 20.45 | 17.05 | 20.51 | 20.24 | 9.05
2024-12-18 | 17.19 | 11.07 | 16.94 | 15.65 | 7.51
2024-12-19 | 12.93 | 8.68 | 12.67 | 11.23 | 8.48
2024-12-20 | 11.89 | 6.76 | 12.87 | 11.27 | 9.03
2024-12-21 | 8.27 | 4.76 | 10.76 | 8.04 | 10.29
2024-12-22 | 9.62 | 8.27 | 13.64 | 11.34 | 10.16
2024-12-23 | 15.78 | 14.28 | 18.42 | 17.47 | 10.82
2024-12-24 | 19.08 | 15.02 | 19.08 | 19.11 | 10.39
2024-12-25 | 18.21 | 11.41 | 14.69 | 14.48 | 9.7
2024-12-26 | 19.46 | 12.7 | 16.28 | 15.99 | 7.74
2024-12-27 | 16.38 | 13.12 | 16.48 | 15.51 | 8.56
2024-12-28 | 19.54 | 13.42 | 19.09 | 18.88 | 9.09
2024-12-29 | 13.35 | 12.4 | 17.21 | 15.05 | 10.19
2024-12-30 | 16.77 | 13.56 | 17.59 | 16.86 | 10.51
2024-12-31 | 13.47 | 8.61 | 14.35 | 12.43 | 9.83
2025-01-01 | 9.9 | 5.51 | 10.18 | 8.77 | 8.24
2025-01-02 | 11.51 | 7.82 | 11.83 | 10.6 | 10.32
2025-01-03 | 15.9 | 9.51 | 14.37 | 14.14 | 12.38
2025-01-04 | 17.61 | 13.83 | 17.49 | 17.35 | 11.86
2025-01-05 | 17.11 | 6.82 | 15.82 | 14.74 | 6.71
2025-01-06 | 1.69 | -1.98 | 3.61 | 1.16 | 1.78
2025-01-07 | 2.71 | -0.97 | 3.57 | 2.06 | 1.28
2025-01-08 | 2.88 | 0.18 | 4.24 | 2.11 | -1.4
2025-01-09 | 3.55 | 0.39 | 3.59 | 2.12 | -0.53
2025-01-10 | 2.75 | -0.82 | 2.78 | 1.39 | -0.85
2025-01-11 | 3.68 | 0.93 | 4.3 | 3.25 | 1.1
2025-01-12 | 8.71 | 3.58 | 8.14 | 6.8 | 1.88
2025-01-13 | 8.01 | 2.46 | 7.59 | 6.05 | 3.05
2025-01-14 | 6.94 | 5.71 | 7.31 | 5.99 | 2.66
2025-01-15 | 8.58 | 6.03 | 10.21 | 8.06 | 4.27
2025-01-16 | 9.31 | 6.62 | 10.17 | 9.62 | 6.91
2025-01-17 | 11.98 | 10.4 | 11.97 | 11.33 | 6.76
2025-01-18 | 11.65 | 4.29 | 11.36 | 9.01 | 5
2025-01-19 | 1.31 | -3.34 | 1.36 | -0.17 | -0.6
2025-01-20 | 0.18 | -2.56 | -0.18 | -1.07 | -0.02
2025-01-21 | -1.22 | -2.9 | -0.5 | -1.45 | -3.93
2025-01-22 | 0.26 | 0.24 | 1.46 | 1.18 | 0.5
2025-01-23 | 4.18 | 1.66 | 5.18 | 4.16 | -0.77
2025-01-24 | 4.82 | 3.89 | 5.73 | 5.72 | 1.08
2025-01-25 | 9.32 | 6.73 | 9.67 | 8.51 | 6.41
2025-01-26 | 15.19 | 7.12 | 15.27 | 11.23 | 5.15
2025-01-27 | 11.73 | 4.43 | 9.9 | 8.67 | 7.31
2025-01-28 | 11.65 | 9.51 | 10.4 | 9.8 | 6.88
2025-01-29 | 15.57 | 11.8 | 15.47 | 14.72 | 4.13
2025-01-30 | 17.45 | 13.46 | 16.24 | 16.24 | 2.93
2025-01-31 | 13.14 | 9.92 | 13.65 | 12.7 | 6.22
2025-02-01 | 12.34 | 10.31 | 14.37 | 13.42 | 9.44
2025-02-02 | 15.23 | 13.3 | 15.26 | 15.18 | 12.31
2025-02-03 | 19.32 | 17.22 | 18.61 | 18.61 | 14.05
2025-02-04 | 20.08 | 13.88 | 20.27 | 20.27 | 17.51
2025-02-05 | 20.3 | 15.66 | 20.59 | 20.53 | 14.8
2025-02-06 | 20.62 | 18.93 | 21.52 | 21.69 | 15.12
2025-02-07 | 20.53 | 15.17 | 21.98 | 21.42 | 15.3
2025-02-08 | 21.51 | 17.33 | 22.38 | 22.33 | 15.8
2025-02-09 | 20.88 | 9.14 | 18.89 | 13.48 | 15.76
2025-02-10 | 17.3 | 6.69 | 14.18 | 10.82 | 12.17
2025-02-11 | 16.14 | 6.48 | 15.55 | 10.17 | 13.64
2025-02-12 | 15.64 | 3.76 | 14.61 | 8.73 | 9.11
2025-02-13 | 7.18 | -0.62 | 5.79 | 2.95 | 8.91
2025-02-14 | 9.97 | 6.34 | 8.47 | 7.33 | 12.3
2025-02-15 | 18.75 | 10.48 | 14.43 | 14.11 | 9.98
2025-02-16 | 7.35 | 1.51 | 8.57 | 5.88 | 8.72
2025-02-17 | 8.43 | 4.96 | 9.65 | 8.11 | 11.73
2025-02-18 | 13.99 | 3.59 | 14.75 | 12.31 | 12.09
2025-02-19 | 0.77 | -5.46 | -1 | -3.31 | 6.25
2025-02-20 | 0.31 | -5 | -0.25 | -2.1 | 3.68
2025-02-21 | 1.76 | -1.61 | 2 | 1.96 | 3.07
2025-02-22 | 4.92 | 3 | 4.08 | 4.66 | 6.54
2025-02-23 | 9.35 | 7.55 | 10.91 | 10.46 | 10.47
2025-02-24 | 11.19 | 10.88 | 13.13 | 13.25 | 14.56
2025-02-25 | 12.95 | 13.57 | 15.32 | 14.7 | 16.89
2025-02-26 | 16.46 | 16.4 | 18.28 | 18.24 | 16.27
2025-02-27 | 15.7 | 13.76 | 16.08 | 15.59 | 12.03
2025-02-28 | 14.86 | 14.63 | 16.83 | 16.01 | 12.56
2025-03-01 | 17.35 | 15.46 | 19.59 | 18.47 | 15.77
2025-03-02 | 16.28 | 15.81 | 20.41 | 19.25 | 13
2025-03-03 | 19.99 | 17.59 | 21.9 | 21.77 | 12.94
2025-03-04 | 20.02 | 16.19 | 19.36 | 20 | 9.68
2025-03-05 | 12.92 | 8.92 | 16.26 | 13.86 | 12.1
2025-03-06 | 12.84 | 11.98 | 17.8 | 15.2 | 14.49
2025-03-07 | 18.67 | 17.73 | 22.55 | 20.6 | 12.08
2025-03-08 | 19.49 | 11.32 | 20.59 | 17.33 | 6.01
2025-03-09 | 11.48 | 8.87 | 12.4 | 10.58 | 9.59
2025-03-10 | 13.05 | 12.4 | 15.52 | 14.55 | 12.98
2025-03-11 | 15.56 | 15.4 | 18.08 | 17.28 | 12.99
2025-03-12 | 19.39 | 17.76 | 22.47 | 20.83 | 11.97
2025-03-13 | 21.18 | 18.21 | 23.19 | 21.28 | 14.28
2025-03-14 | 22.2 | 19.05 | 24.43 | 23.33 | 7.32
2025-03-15 | 19.57 | 13.88 | 19.7 | 18.88 | 6.53
2025-03-16 | 15.9 | 12.27 | 18.05 | 16.52 | 9.96
2025-03-17 | 17.37 | 16.2 | 19.16 | 18.26 | 15.81
2025-03-18 | 19.7 | 19.37 | 21.67 | 20.61 | 13.86
2025-03-19 | 20.16 | 13.9 | 19.7 | 18.83 | 8.2
2025-03-20 | 12.6 | 10.17 | 14.63 | 13.14 | 9.29
2025-03-21 | 14.69 | 13.49 | 16.82 | 15.6 | 14.44
2025-03-22 | 19.32 | 18.04 | 21.76 | 21.08 | 16.27
2025-03-23 | 22.42 | 19.69 | 23.78 | 23.54 | 17.48
2025-03-24 | 22.85 | 17.8 | 23.36 | 21.56 | 18.83
2025-03-25 | 22.51 | 21.42 | 24.73 | 23.86 | 21.15
2025-03-26 | 21.74 | 19.81 | 21.31 | 22.15 | 20.76
2025-03-27 | 19.62 | 19.84 | 19.76 | 19.18 | 19.1
2025-03-28 | 19.39 | 18.43 | 19.73 | 19.59 | 19.49
2025-03-29 | 23.51 | 21.69 | 24.54 | 23.26 | 17.55
2025-03-30 | 23.27 | 22.1 | 24.4 | 23.49 | 16.74
2025-03-31 | 23.05 | 15.5 | 25.34 | 20.73 | 17.36
2025-04-01 | 23.26 | 20.63 | 24.19 | 22.79 | 18.62
2025-04-02 | 25.35 | 22.66 | 26.5 | 25.83 | 13.76
2025-04-03 | 26.38 | 17.34 | 26.93 | 26.26 | 12.86
2025-04-04 | 26.32 | 18.03 | 27.09 | 26.13 | 11.27
2025-04-05 | 22.61 | 11.71 | 18.82 | 17.62 | 6.45
2025-04-06 | 12.55 | 7.88 | 11.7 | 10.72 | 6.38
2025-04-07 | 12.39 | 11.25 | 14.24 | 12.8 | 12.07
2025-04-08 | 16.16 | 15.17 | 17.16 | 16.82 | 15.28
2025-04-09 | 18.84 | 18.13 | 20.32 | 19.96 | 19.55
2025-04-10 | 21.34 | 19.53 | 22.92 | 22.59 | 21.93
2025-04-11 | 22.29 | 18.95 | 24.35 | 23.26 | 22.62
2025-04-12 | 21.79 | 20.28 | 24.15 | 23.39 | 22.26
2025-04-13 | 23.42 | 23.55 | 24.3 | 24.73 | 22.57
2025-04-14 | 23.96 | 22.46 | 25.08 | 25.06 | 22.67
2025-04-15 | 23.01 | 18.62 | 24.25 | 23.2 | 19.52
2025-04-16 | 23.38 | 20.49 | 23.72 | 24.52 | 22.55
2025-04-17 | 24.52 | 23.82 | 23.73 | 24.85 | 22.85
2025-04-18 | 25.87 | 23.47 | 26.01 | 25.81 | 19.61
2025-04-19 | 24.54 | 22.55 | 23.81 | 24.33 | 13.44
2025-04-20 | 25.33 | 20.26 | 22.95 | 23.87 | 13.84
2025-04-21 | 24.58 | 19.88 | 22.82 | 22.59 | 19.38
2025-04-22 | 24.79 | 21.91 | 23.9 | 24.22 | 21.47
2025-04-23 | 23.63 | 22.58 | 24.49 | 25.16 | 20.61
2025-04-24 | 24.04 | 20.77 | 24.68 | 24.27 | 20.8
2025-04-25 | 24.82 | 21.96 | 25.12 | 24.9 | 22.32
2025-04-26 | 24.65 | 22.93 | 25.29 | 25.48 | 21.95
2025-04-27 | 25.52 | 23.64 | 25.74 | 26.25 | 22.37
2025-04-28 | 25.14 | 23.52 | 25.27 | 25.16 | 19.55
2025-04-29 | 25.09 | 24.04 | 25.53 | 26.07 | 19.33
2025-04-30 | 24.78 | 21.64 | 26.88 | 25.57 | 18.02
2025-05-01 | 25.64 | 22.31 | 26.13 | 26.59 | 20.87
2025-05-02 | 24.6 | 20.25 | 24.29 | 23.2 | 19.62
2025-05-03 | 21.05 | 16.85 | 21.43 | 20.47 | 18.79
2025-05-04 | 20.32 | 18.9 | 22.03 | 20.46 | 20.48
2025-05-05 | 21.24 | 17.71 | 22.64 | 19.99 | 18.04
2025-05-06 | 24.69 | 18.78 | 26.23 | 23.5 | 14.65
2025-05-07 | 24.13 | 19.92 | 24.25 | 21.74 | 18.71
2025-05-08 | 23.9 | 19.85 | 22.96 | 22.31 | 20.19
2025-05-09 | 22.47 | 20.14 | 23.42 | 21.99 | 19.86
2025-05-10 | 21.6 | 19.7 | 22.29 | 21.34 | 19.59
2025-05-11 | 19.6 | 18.7 | 22.69 | 21.25 | 21.73
2025-05-12 | 22.19 | 21.02 | 24.6 | 23.13 | 24.64
2025-05-13 | 26.57 | 24.22 | 28.77 | 27.88 | 26
2025-05-14 | 27.93 | 26.69 | 30.37 | 29.6 | 22.97
2025-05-15 | 28.44 | 25.07 | 30.1 | 29.16 | 21.19
2025-05-16 | 29.1 | 26.24 | 31.04 | 29.48 | 22.17
2025-05-17 | 28.88 | 26.11 | 30.48 | 29.53 | 23.68
2025-05-18 | 28.43 | 25.47 | 29.49 | 29.32 | 22.91
2025-05-19 | 27.91 | 26.25 | 30.05 | 28.49 | 20.6
2025-05-20 | 29.79 | 22.61 | 31.12 | 28.95 | 20.1
2025-05-21 | 26.55 | 23.42 | 29.4 | 26.9 | 25.52
2025-05-22 | 28.03 | 24.67 | 29.85 | 29.18 | 28.31
2025-05-23 | 28.56 | 27.27 | 28.91 | 28.99 | 27.95
2025-05-24 | 28.79 | 28.14 | 29.67 | 29.72 | 26.55
2025-05-25 | 29.81 | 28.15 | 30.01 | 29.87 | 25.09
2025-05-26 | 27.7 | 23.81 | 27.86 | 26.91 | 23.86
2025-05-27 | 26.52 | 23.65 | 26.04 | 25.74 | 24.18
2025-05-28 | 23.92 | 22.23 | 25.72 | 25.32 | 26.04
2025-05-29 | 26.45 | 24.14 | 26.48 | 25.67 | 27.64
2025-05-30 | 26.08 | 22.08 | 25.06 | 24.56 | 25.87
2025-05-31 | 25.96 | 24.2 | 26.38 | 25.29 | 27.59
2025-06-01 | 27.63 | 24.86 | 28.05 | 27.85 | 28.38
2025-06-02 | 28.13 | 26.76 | 28.41 | 28.72 | 25.76
2025-06-03 | 27.98 | 26.65 | 28.14 | 28.08 | 25.88
2025-06-04 | 28.51 | 23.08 | 28.94 | 27.47 | 26.74
2025-06-05 | 29.41 | 25.99 | 29.14 | 28.65 | 27.86
2025-06-06 | 29.95 | 28.29 | 29.54 | 29.27 | 28.86
2025-06-07 | 29.95 | 29.15 | 30 | 29.68 | 29.43
2025-06-08 | 30.05 | 29.15 | 30.45 | 29.89 | 30.34
2025-06-09 | 29.95 | 27.18 | 30.18 | 28.95 | 28.97
2025-06-10 | 28.63 | 25.26 | 28.88 | 27.65 | 26.76
2025-06-11 | 26.83 | 23.97 | 27.65 | 26.39 | 27.15
2025-06-12 | 25.6 | 24.15 | 26.63 | 25.4 | 30.01
2025-06-13 | 26.84 | 25.41 | 27.05 | 26.98 | 30.91
2025-06-14 | 27.09 | 27.49 | 27.89 | 27.58 | 32.12
2025-06-15 | 27.37 | 26.14 | 28.02 | 27.87 | 32.9
2025-06-16 | 26.42 | 27.78 | 27.45 | 27.96 | 32
2025-06-17 | 27.68 | 28.53 | 28.27 | 28.46 | 32.76
2025-06-18 | 28.3 | 28.22 | 28.39 | 29.2 | 30.61
2025-06-19 | 28.26 | 28.74 | 28.79 | 29.7 | 31.86
2025-06-20 | 28.4 | 29.73 | 28.78 | 29.75 | 32.28
2025-06-21 | 28.24 | 29.35 | 28.44 | 29.54 | 31.74
2025-06-22 | 28.62 | 29.3 | 28.97 | 30.05 | 30.4
2025-06-23 | 28.8 | 29.57 | 29.4 | 30.15 | 28.66
2025-06-24 | 28.37 | 29.69 | 28.53 | 29.37 | 24.69
2025-06-25 | 26.62 | 28.27 | 27.07 | 28.08 | 24.4
2025-06-26 | 27.52 | 27.88 | 28.21 | 28.02 | 25.87
2025-06-27 | 27.97 | 27.9 | 28.78 | 29.37 | 24.71
2025-06-28 | 28.36 | 29.44 | 29.35 | 29.87 | 27.1
2025-06-29 | 27.3 | 30.07 | 28.95 | 29.32 | 27.87
2025-06-30 | 28.05 | 28.84 | 27.85 | 29.39 | 25.21
2025-07-01 | 28.35 | 27.37 | 26.54 | 28.88 | 24.01
2025-07-02 | 28.91 | 29.18 | 26.87 | 28.49 | 23.77
2025-07-03 | 28.15 | 27.56 | 26.73 | 26.8 | 25.57
2025-07-04 | 27.97 | 27.66 | 26.45 | 26.25 | 28.25
2025-07-05 | 28.83 | 28.15 | 26.61 | 25.1 | 30.19
2025-07-06 | 29.05 | 27.85 | 26.73 | 26.87 | 29.58
2025-07-07 | 29.33 | 28.21 | 27.43 | 27.12 | 28.32
2025-07-08 | 28.2 | 28.15 | 27.43 | 27.21 | 29.3
2025-07-09 | 27.53 | 27.35 | 26.28 | 26.05 | 29.94
2025-07-10 | 27.67 | 28.95 | 27.59 | 27.24 | 30.59
2025-07-11 | 27.98 | 29.38 | 27.71 | 27.51 | 31.81
2025-07-12 | 28.26 | 28.6 | 28.16 | 27.42 | 29.72
2025-07-13 | 27.76 | 26.19 | 26.67 | 26.32 | 27.27
2025-07-14 | 28.11 | 26.3 | 26.84 | 27.19 | 26.79
2025-07-15 | 28.43 | 28.32 | 28.17 | 27.8 | 28.42
2025-07-16 | 29 | 28.72 | 28.53 | 28.17 | 28.81
2025-07-17 | 28.65 | 29.37 | 28.33 | 27.66 | 29.04
2025-07-18 | 28.6 | 29.5 | 28.69 | 27.94 | 28.29
2025-07-19 | 29.61 | 29.69 | 29.05 | 28.5 | 28.47
2025-07-20 | 29.66 | 30.05 | 27.41 | 27.86 | 30.48
2025-07-21 | 29.55 | 30.35 | 28.75 | 28.92 | 24.43
2025-07-22 | 30.2 | 30.11 | 29.58 | 28.95 | 23.39
2025-07-23 | 30.34 | 30.76 | 30.06 | 29.65 | 25.36
2025-07-24 | 30.32 | 31.5 | 30.32 | 29.78 | 28
2025-07-25 | 28.71 | 31.75 | 30.08 | 29.34 | 28.31
2025-07-26 | 28.15 | 30.68 | 28.82 | 29.26 | 29.72
2025-07-27 | 28.95 | 29.79 | 28.27 | 28.58 | 29.74
2025-07-28 | 30.15 | 31.69 | 29.05 | 29.65 | 26.71
2025-07-29 | 30.05 | 32.51 | 29.87 | 30.31 | 24.21
2025-07-30 | 30.42 | 33.67 | 30.12 | 29.98 | 27.92
2025-07-31 | 30.02 | 34.34 | 31.44 | 30.7 | 27.06
2025-08-01 | 30.27 | 29.6 | 31.83 | 31.25 | 27.77
2025-08-02 | 29.73 | 30.49 | 30.77 | 30.12 | 29.41
2025-08-03 | 30.48 | 29.86 | 30.88 | 30.36 | 30.66
2025-08-04 | 29.19 | 28.8 | 31.12 | 29.33 | 30.79
2025-08-05 | 29.3 | 29.21 | 30.96 | 29.54 | 31.48
2025-08-06 | 30.28 | 29.78 | 31.41 | 30.66 | 31.44
2025-08-07 | 30.76 | 30.9 | 31.83 | 31.17 | 30.53
2025-08-08 | 30.68 | 31.58 | 31.96 | 31.5 | 30.7
2025-08-09 | 30.38 | 32.08 | 32.21 | 31.52 | 31.31
2025-08-10 | 29.34 | 31.62 | 31.97 | 30.94 | 29.78
2025-08-11 | 29.52 | 31 | 32.27 | 31.65 | 29.06
2025-08-12 | 30.29 | 29.92 | 32.83 | 32.12 | 27.21
2025-08-13 | 30.56 | 29.76 | 32.64 | 30.83 | 28.94
2025-08-14 | 31.15 | 30.97 | 32.8 | 31.82 | 29.31
2025-08-15 | 30.49 | 31.07 | 31.05 | 31.29 | 27.22
2025-08-16 | 30.78 | 31.28 | 30.04 | 31.04 | 26.79
2025-08-17 | 31.24 | 30.87 | 31.87 | 32.02 | 27.78
2025-08-18 | 30.88 | 32.67 | 31.9 | 32.49 | 26.99
2025-08-19 | 30.06 | 33.86 | 31.58 | 31.92 | 27.32
2025-08-20 | 30.89 | 28.73 | 31.66 | 31.33 | 27.28
2025-08-21 | 29.48 | 30.69 | 30.24 | 29.68 | 27
2025-08-22 | 26.76 | 30.85 | 30.17 | 28.77 | 27.21
2025-08-23 | 27.84 | 30.52 | 30.33 | 29.15 | 27.24
2025-08-24 | 29.89 | 31.11 | 31.53 | 30.13 | 26.45
2025-08-25 | 29.44 | 31.23 | 31.12 | 30.22 | 27.63
2025-08-26 | 29.76 | 27.46 | 30.63 | 29.51 | 27.41
2025-08-27 | 29.54 | 29.09 | 30.38 | 31 | 27.25
2025-08-28 | 30.58 | 30.03 | 31.82 | 32.24 | 29.53
2025-08-29 | 31.18 | 27.13 | 32.54 | 32.19 | 30.15
2025-08-30 | 30.27 | 25.35 | 32.49 | 31 | 26.88
2025-08-31 | 26.75 | 26.11 | 31.27 | 28.1 | 26.43
2025-09-01 | 27.28 | 26.79 | 27.82 | 27.83 | 25.3
2025-09-02 | 28.87 | 27.1 | 29.56 | 29.05 | 25.31
2025-09-03 | 29.04 | 27.1 | 30.27 | 29.2 | 25.59
2025-09-04 | 29.46 | 29.11 | 30.92 | 30 | 25.07
2025-09-05 | 30.05 | 27.62 | 30.92 | 30.93 | 21.97
2025-09-06 | 29.21 | 22.04 | 29.22 | 28.14 | 22.54
2025-09-07 | 25.27 | 23.59 | 25.33 | 24.31 | 24.99
2025-09-08 | 25.43 | 22.54 | 26.09 | 25.32 | 26.99
2025-09-09 | 24.6 | 23.27 | 25.51 | 24.77 | 27.91
2025-09-10 | 26.21 | 24.68 | 25.86 | 25.92 | 27.7
2025-09-11 | 28.47 | 26.66 | 27.47 | 27.72 | 27.51
2025-09-12 | 28.67 | 28 | 28.29 | 29.01 | 25.63
2025-09-13 | 28.42 | 27.8 | 27.67 | 28.65 | 24.86
2025-09-14 | 28.91 | 27.72 | 28.72 | 29.36 | 24.96
2025-09-15 | 28.43 | 28.35 | 28.58 | 28.27 | 25.98
2025-09-16 | 28.55 | 28.65 | 28.13 | 29.23 | 25.09
2025-09-17 | 28.83 | 29.04 | 28.12 | 29.43 | 23.8
2025-09-18 | 28.57 | 29.5 | 28.34 | 29.33 | 23.19
2025-09-19 | 28.97 | 29.01 | 28.81 | 29.85 | 22.92
2025-09-20 | 28.81 | 28.83 | 28.78 | 29.73 | 24.21
2025-09-21 | 29.02 | 28.37 | 29.93 | 30.48 | 25.68
2025-09-22 | 29.49 | 28.71 | 30.8 | 31.27 | 26.18
2025-09-23 | 29.82 | 29.65 | 31.2 | 31.55 | 25.9
2025-09-24 | 29.95 | 25.46 | 30.41 | 29.08 | 22.96
2025-09-25 | 27.81 | 24.8 | 28.4 | 26.99 | 23.34
2025-09-26 | 26.09 | 25.04 | 27.32 | 26.32 | 23.66
2025-09-27 | 26.04 | 24.82 | 26.96 | 26.21 | 23.36
2025-09-28 | 25.55 | 24.9 | 26.5 | 25.88 | 22.89
2025-09-29 | 26.68 | 24.95 | 26.03 | 25.44 | 21.13
2025-09-30 | 27.52 | 25.76 | 26.88 | 26.46 | 22.76
2025-10-01 | 27.92 | 25.67 | 27.71 | 26.99 | 24.58
2025-10-02 | 28.48 | 25.97 | 28.17 | 28.04 | 24.72
2025-10-03 | 27.69 | 26.63 | 28.04 | 28.35 | 23.57
2025-10-04 | 26.22 | 24.95 | 27.14 | 27.49 | 23.23
2025-10-05 | 27.04 | 25.35 | 27.04 | 27.31 | 23.88
2025-10-06 | 28.34 | 26.79 | 27.96 | 28.02 | 24.43
2025-10-07 | 29.11 | 27.01 | 28.5 | 28.61 | 23.96
2025-10-08 | 28.79 | 26.03 | 28.67 | 28.22 | 22.21
2025-10-09 | 27.83 | 26.29 | 28.2 | 27.46 | 22.99
2025-10-10 | 26.25 | 24.83 | 26.98 | 26.26 | 23.72
2025-10-11 | 25.16 | 24.99 | 26.77 | 25.95 | 23.13
2025-10-12 | 25.51 | 25.92 | 25.31 | 25.82 | 19.66
2025-10-13 | 25.36 | 25.97 | 25.5 | 25.46 | 20.43
2025-10-14 | 25.59 | 25.31 | 25.44 | 25.53 | 22.77
2025-10-15 | 25.08 | 24.3 | 26.17 | 25.68 | 22.99
2025-10-16 | 25.07 | 22.74 | 25.05 | 23.72 | 21.47
2025-10-17 | 27.2 | 25.83 | 26.24 | 26.44 | 18.89
2025-10-18 | 28.97 | 24.3 | 28.21 | 28.87 | 17.97
2025-10-19 | 25.74 | 18.9 | 24.22 | 23.23 | 18.62
2025-10-20 | 25.07 | 22.46 | 26.47 | 25.28 | 18.67
2025-10-21 | 27.59 | 21.14 | 27.12 | 25.66 | 16.31
2025-10-22 | 23.85 | 19.49 | 25.58 | 22.95 | 18.33
2025-10-23 | 24.35 | 20.55 | 26.55 | 25.53 | 19.95
2025-10-24 | 24.89 | 20.61 | 25.04 | 25.04 | 17.79
2025-10-25 | 24.46 | 19.48 | 23.52 | 23.35 | 15.96
2025-10-26 | 22 | 19.77 | 22.64 | 21.19 | 16.98
2025-10-27 | 22.54 | 20.96 | 24.33 | 22.72 | 17.6
2025-10-28 | 23.83 | 18.97 | 23.39 | 22.92 | 16.7
2025-10-29 | 15.9 | 13.01 | 14.22 | 14.46 | 10.73
2025-10-30 | 14.4 | 12.94 | 14.2 | 13.75 | 13.56
2025-10-31 | 15.49 | 15.02 | 15.91 | 15.79 | 15.7
2025-11-01 | 15.87 | 14.44 | 15.79 | 14.43 | 14.56
2025-11-02 | 15.62 | 13.5 | 16.17 | 15.46 | 15.54
2025-11-03 | 15.98 | 15.73 | 16.07 | 16.06 | 17.26
2025-11-04 | 16.87 | 16.7 | 17.42 | 16.79 | 17.52
2025-11-05 | 19.91 | 18.84 | 19.1 | 19.05 | 18
2025-11-06 | 20.78 | 20.05 | 20.17 | 19.93 | 17.51
2025-11-07 | 22.1 | 19.62 | 21.41 | 21.64 | 16.65
2025-11-08 | 22.88 | 18.38 | 22.16 | 20.27 | 16.44
2025-11-09 | 17.47 | 11.5 | 16.74 | 15.32 | 11.4
2025-11-10 | 9.8 | 6.86 | 11.17 | 9.16 | 10.66
2025-11-11 | 13.22 | 12.08 | 12.73 | 12.1 | 13.83
2025-11-12 | 19.61 | 15.58 | 17.39 | 17.42 | 15.73
2025-11-13 | 21.17 | 19.04 | 20.54 | 20.54 | 17.56
2025-11-14 | 21.78 | 21.07 | 21.66 | 21.61 | 19.51
2025-11-15 | 21.48 | 21.84 | 21.95 | 21.79 | 18.51
2025-11-16 | 23.28 | 19.92 | 22.93 | 22.92 | 16.49
2025-11-17 | 23.75 | 22.8 | 24.25 | 24.21 | 14.24
2025-11-18 | 23.99 | 24.07 | 24.39 | 24.48 | 14.48
2025-11-19 | 24.29 | 22.65 | 24.1 | 23.92 | 14.53
2025-11-20 | 24.04 | 20.75 | 23.14 | 22.79 | 11.11
2025-11-21 | 24.62 | 18.66 | 23.03 | 22.28 | 9.22
2025-11-22 | 20.97 | 12.85 | 20.66 | 17.15 | 11.02
2025-11-23 | 17.97 | 13.44 | 18.23 | 16.01 | 11.42
2025-11-24 | 22.83 | 16.22 | 20.89 | 20.46 | 9.83
2025-11-25 | 20.5 | 14.15 | 19.94 | 17.8 | 9.82
2025-11-26 | 15.71 | 9.19 | 14.83 | 13.17 | 8.9
2025-11-27 | 12.48 | 8.85 | 13.31 | 11.58 | 10.39
2025-11-28 | 13.11 | 9.53 | 15.09 | 13.48 | 12.39
2025-11-29 | 19.64 | 12.82 | 20.35 | 19.34 | 12.51
2025-11-30 | 10.5 | 3.53 | 10.06 | 8.55 | 6.28
2025-12-01 | 7.76 | 4.45 | 9.18 | 7.22 | 7.91
2025-12-02 | 6.86 | 2.89 | 8.19 | 5.99 | 8.49
2025-12-03 | 9.95 | 6.88 | 10.86 | 10.35 | 10.3
2025-12-04 | 9.55 | 5.33 | 10.45 | 9.09 | 7.91
2025-12-05 | 8.67 | 5.71 | 10.2 | 7.97 | 8.27
2025-12-06 | 12.56 | 6.04 | 15.14 | 13.25 | 8.57
2025-12-07 | 15.27 | 6.95 | 14.98 | 12.13 | 8.34
2025-12-08 | 8.79 | 4.39 | 10.3 | 7.24 | 8.74
2025-12-09 | 9.59 | 8.64 | 11.05 | 9.7 | 8.32
2025-12-10 | 13.57 | 9.66 | 13.43 | 12.28 | 9.82
2025-12-11 | 11.4 | 9.78 | 12.39 | 11.02 | 10.9
2025-12-12 | 17.38 | 10.81 | 16.21 | 14.57 | 12.38
2025-12-13 | 19.73 | 9.53 | 19.47 | 17.42 | 12.3
2025-12-14 | 11.05 | 0.89 | 9.62 | 6.95 | 7.65
2025-12-15 | 5.3 | 2.99 | 8.24 | 5.36 | 9.22
2025-12-16 | 10.46 | 8.84 | 10.72 | 10.12 | 10.57
2025-12-17 | 15.24 | 13.04 | 15.63 | 15.55 | 9.42
2025-12-18 | 17.24 | 13.4 | 14.91 | 15.78 | 11.34
2025-12-19 | 10.99 | 9.03 | 11.83 | 11.12 | 11.97
2025-12-20 | 17.19 | 13.64 | 15.43 | 15.57 | 12.29
2025-12-21 | 20.4 | 12.76 | 15.09 | 13.92 | 14.27
2025-12-22 | 20.39 | 15.63 | 18.48 | 17.37 | 15.33
2025-12-23 | 20.42 | 19.67 | 20.46 | 20.38 | 14.85
2025-12-24 | 20.23 | 18.85 | 20.25 | 19.64 | 14.43
2025-12-25 | 20.07 | 18.76 | 20.46 | 19.76 | 15.01
2025-12-26 | 21.13 | 20.39 | 20.94 | 21.12 | 15.67
2025-12-27 | 21.59 | 20.84 | 21.62 | 21.69 | 15.19
2025-12-28 | 21.57 | 16.63 | 21.23 | 21 | 11.12
2025-12-29 | 9.36 | 2.93 | 8.78 | 7.18 | 4.05
2025-12-30 | 6.71 | 3.31 | 9.74 | 6.74 | 4.72
2025-12-31 | 9.1 | 8.52 | 11.48 | 10.31 | 8.23
2026-01-01 | 12.28 | 11.88 | 14.11 | 13.97 | 10.89
2026-01-02 | 19.58 | 15.25 | 20.12 | 19.65 | 11.16
2026-01-03 | 16.58 | 10.69 | 18.63 | 16.49 | 10.55
2026-01-04 | 12.95 | 9.68 | 14.54 | 13.26 | 11.46
2026-01-05 | 16.34 | 14.43 | 18.26 | 17.33 | 11.33
2026-01-06 | 19.83 | 15.54 | 21.4 | 21.07 | 11.38
2026-01-07 | 20.04 | 15.12 | 20.58 | 20.29 | 10.61
2026-01-08 | 21.59 | 19.32 | 20.28 | 20.92 | 7.91
2026-01-09 | 20.84 | 13.33 | 18.23 | 16.93 | 4.78
2026-01-10 | 12 | 6.41 | 9.66 | 9.28 | 1.65
2026-01-11 | 9.21 | 6.9 | 10.14 | 9.46 | 1.85
2026-01-12 | 10.32 | 8.64 | 11.86 | 11.93 | 5.17
2026-01-13 | 10.32 | 9.74 | 11.5 | 11.32 | 6.15
2026-01-14 | 11.83 | 9.58 | 12.93 | 12.06 | 6.97
2026-01-15 | 8.51 | 6.72 | 11.58 | 10.31 | 8.35
2026-01-16 | 13.03 | 8.24 | 12.49 | 12.33 | 6.32
2026-01-17 | 8.49 | 1.88 | 8.04 | 6.65 | 4.68
2026-01-18 | 5.69 | 3.18 | 6.75 | 6.87 | 4.32
2026-01-19 | 9.24 | 4.57 | 9.42 | 9.34 | 7.23
2026-01-20 | 11.82 | 4.06 | 10.63 | 9.18 | 5.16
2026-01-21 | 16.07 | 11.74 | 16.46 | 16.81 | 7.89
2026-01-22 | 16.07 | 7.55 | 15.15 | 14.23 | 9.8
2026-01-23 | 16.66 | 5.88 | 17.42 | 14.63 | 8.64
2026-01-24 | 7.16 | -2.48 | 1.94 | 0.61 | 3.18
2026-01-25 | -2.32 | -6.9 | -2.07 | -5.43 | -1.99
2026-01-26 | -3.73 | -6.66 | -1.9 | -5.02 | -2.74
2026-01-27 | 0.84 | -3.41 | 2.2 | -0.69 | 2.41
2026-01-28 | 6.66 | 0.63 | 6.41 | 4 | 5.54
2026-01-29 | 9.67 | 4.09 | 10.47 | 8.39 | 6.06
2026-01-30 | 6.06 | 1.12 | 8.12 | 5.86 | 6.53
2026-01-31 | 2.59 | -3.76 | 4.4 | 1.1 | 7.15
2026-02-01 | 2.72 | 0.9 | 4.81 | 3.08 | 8.66
2026-02-02 | 10.94 | 8.78 | 10.04 | 10.42 | 10.76
2026-02-03 | 17.16 | 12.26 | 15.57 | 16.45 | 12.26
2026-02-04 | 11.48 | 7.23 | 12.25 | 10.6 | 7.65
2026-02-05 | 9.67 | 9.67 | 11.46 | 10.86 | 7.34
2026-02-06 | 13.96 | 14.87 | 15.5 | 15.71 | 11.53
2026-02-07 | 14.66 | 12.81 | 17.54 | 15.85 | 11.37
2026-02-08 | 15.69 | 14.61 | 16.98 | 16.17 | 12.68
2026-02-09 | 18.62 | 17.08 | 19.07 | 18.39 | 12.25
2026-02-10 | 18.53 | 16.31 | 17.48 | 17.73 | 13.51
2026-02-11 | 18 | 12.41 | 18.36 | 15.83 | 13.28
2026-02-12 | 18.19 | 14.18 | 19.26 | 18.12 | 14.65
2026-02-13 | 19.23 | 17.97 | 20.96 | 20.64 | 13.22
2026-02-14 | 18.95 | 17.11 | 20.03 | 19.07 | 10.67
2026-02-15 | 16.08 | 14.31 | 17.37 | 16.4 | 11.76
2026-02-16 | 14.86 | 13.74 | 16.81 | 15.51 | 13.24
2026-02-17 | 18.45 | 17.61 | 20.1 | 18.88 | 12.99
2026-02-18 | 20.88 | 16.68 | 20.52 | 20.01 | 11.2
2026-02-19 | 22 | 16 | 21.83 | 21.37 | 9.87
2026-02-20 | 21.24 | 9.79 | 19.28 | 14.5 | 9.47
2026-02-21 | 19.29 | 9.52 | 17.64 | 15.23 | 7.78
2026-02-22 | 10.98 | 6.51 | 11.46 | 9.63 | 8.26
2026-02-23 | 9.93 | 6.88 | 11.25 | 9.35 | 9.57
2026-02-24 | 12.93 | 12.2 | 14.42 | 13.16 | 13.63
2026-02-25 | 19.37 | 18.04 | 20.05 | 19.64 | 16.3
2026-02-26 | 22.33 | 17.92 | 23.38 | 20.23 | 18.36
2026-02-27 | 21.56 | 16.87 | 22.81 | 20.57 | 18.99
2026-02-28 | 19.14 | 19.31 | 21.99 | 20.39 | 19.04
2026-03-01 | 19.02 | 20.26 | 22.75 | 21.73 | 19.08
2026-03-02 | 20.68 | 20.14 | 22.79 | 22.08 | 19
2026-03-03 | 22.47 | 21.69 | 23.43 | 23.17 | 18.55
2026-03-04 | 22.34 | 21.47 | 24.56 | 23.94 | 17.99
2026-03-05 | 22.57 | 22.29 | 24.05 | 24.08 | 17.19
2026-03-06 | 23.79 | 22.33 | 24.63 | 23.88 | 12.56
2026-03-07 | 23.7 | 15.67 | 20.93 | 20.41 | 11.59
2026-03-08 | 20.88 | 15.16 | 16.83 | 16.09 | 14.61
2026-03-09 | 22.62 | 21.41 | 21.2 | 21.13 | 17.57
2026-03-10 | 23.95 | 22.5 | 23.86 | 23.47 | 11.91
2026-03-11 | 22.08 | 17.6 | 21.43 | 20.96 | 14.05
2026-03-12 | 13.8 | 10.63 | 14.29 | 12.92 | 14.12
2026-03-13 | 15.44 | 14.83 | 16.55 | 16.04 | 17.43
2026-03-14 | 19.08 | 18.41 | 20.49 | 19.74 | 17.82
2026-03-15 | 21.65 | 16.92 | 22.66 | 21.85 | 17.78
2026-03-16 | 8.66 | 3.93 | 8.88 | 7.01 | 7.63
2026-03-17 | 9.06 | 8.67 | 10.37 | 10.41 | 12.91
2026-03-18 | 14.99 | 14.15 | 15.56 | 14.78 | 19.66
2026-03-19 | 18.13 | 18.74 | 18.98 | 19.37 | 22.09
2026-03-20 | 20.26 | 20.94 | 21.18 | 21.4 | 23.47
2026-03-21 | 22.06 | 22.61 | 22.84 | 23.08 | 24.21
2026-03-22 | 22.04 | 23.44 | 23.05 | 23.68 | 23.59
2026-03-23 | 22.13 | 19.73 | 22.47 | 22.34 | 18.73
2026-03-24 | 22.22 | 20.44 | 23.13 | 22.46 | 22.38
2026-03-25 | 23.13 | 22.72 | 24.62 | 24.38 | 23.19
2026-03-26 | 23.11 | 23.58 | 24.67 | 24.6 | 22.87
2026-03-27 | 23.75 | 18.44 | 23.9 | 23.57 | 16.29
2026-03-28 | 20.49 | 13.77 | 19.34 | 18.25 | 14.53
2026-03-29 | 21.12 | 18.98 | 21.99 | 21.22 | 21.05
2026-03-30 | 22.89 | 22.45 | 24.35 | 24.27 | 22.66
2026-03-31 | 23.92 | 23.34 | 25 | 24.93 | 21.5
2026-04-01 | 24.66 | 24.27 | 26.06 | 26.05 | 19.94
2026-04-02 | 24.01 | 23.93 | 24.92 | 23.4 | 18.66
2026-04-03 | 25.14 | 23.73 | 25.57 | 24.55 | 20.03
2026-04-04 | 23.3 | 16.81 | 21.86 | 19.82 | 16.19
2026-04-05 | 16.05 | 14.48 | 15.19 | 14.42 | 12.88
2026-04-06 | 17.44 | 15.02 | 16.83 | 15.96 | 13.5
2026-04-07 | 17.66 | 14.58 | 17.8 | 17.22 | 15.8
2026-04-08 | 20.85 | 18.46 | 20.18 | 19.82 | 18.86
2026-04-09 | 22.36 | 20.69 | 21.32 | 21.48 | 21.52
2026-04-10 | 22.59 | 22.58 | 22.98 | 22.97 | 21.46
2026-04-11 | 23.45 | 22.83 | 23.63 | 23.33 | 18.42
2026-04-12 | 22.56 | 21.94 | 23.17 | 22.17 | 19.96
2026-04-13 | 24.46 | 24.04 | 25.69 | 24.85 | 19.63
2026-04-14 | 24.54 | 23.67 | 25.19 | 25.1 | 19.37
2026-04-15 | 24.81 | 22.74 | 24.91 | 24.71 | 16.89
2026-04-16 | 25.56 | 24.34 | 25.7 | 25.68 | 18.98
2026-04-17 | 25.57 | 23.82 | 26.02 | 25.8 | 19.63
2026-04-18 | 22.17 | 14.73 | 18.99 | 18.55 | 16.44
2026-04-19 | 16.7 | 15.19 | 15.39 | 16.29 | 15.1
2026-04-20 | 18.51 | 17.04 | 15.44 | 16.33 | 18.56
2026-04-21 | 18.48 | 15.54 | 20.17 | 18.33 | 21.07
2026-04-22 | 21.94 | 20.17 | 22.97 | 21.8 | 22
2026-04-23 | 23.92 | 22.99 | 24.15 | 23.71 | 21.37
2026-04-24 | 25.55 | 25.41 | 25.71 | 25.82 | 20.47
2026-04-25 | 25.46 | 24.91 | 26.15 | 25.67 | 21.07
2026-04-26 | 26.15 | 24.78 | 26.15 | 25.72 | 22.53
2026-04-27 | 26.7 | 27.19 | 26.89 | 26.68 | 19.86
2026-04-28 | 27.25 | 24.56 | 27.65 | 27.17 | 21.3
2026-04-29 | 26.36 | 17.47 | 26.63 | 24.45 | 21.91
2026-04-30 | 23.67 | 16.64 | 20.42 | 19.52 | 18.55
2026-05-01 | 17.11 | 16.02 | 17.13 | 16.15 | 15.21
2026-05-02 | 17.18 | 18.55 | 17.07 | 17.28 | 14.98
2026-05-03 | 19.19 | 20.16 | 19.36 | 19.46 | 19.01
2026-05-04 | 21.31 | 22.16 | 21.61 | 21.31 | 21.22
2026-05-05 | 25.26 | 24.99 | 25.4 | 25.14 | 19.99
2026-05-06 | 25.28 | 15.38 | 24.79 | 21.86 | 17.86
2026-05-07 | 20.91 | 17.9 | 19.11 | 17.75 | 18.89
2026-05-08 | 22.33 | 20.52 | 22.06 | 22.18 | 22.6
2026-05-09 | 25.3 | 25.06 | 25.79 | 25.42 | 23.94
2026-05-10 | 25.34 | 23.07 | 25.39 | 25.17 | 24.8
2026-05-11 | 22.58 | 19.61 | 23.22 | 21.79 | 22.16
2026-05-12 | 23.43 | 22.1 | 23.15 | 22.04 | 26.15
2026-05-13 | 24.7 | 24.79 | 24.35 | 23.96 | 28.28
2026-05-14 | 25.12 | 26.59 | 25.1 | 25.04 | 27.52
2026-05-15 | 25.18 | 25.25 | 25.78 | 25.04 | 26.24
2026-05-16 | 26.76 | 26.25 | 26.26 | 26.19 | 24.57
2026-05-17 | 26.82 | 27.14 | 25.89 | 26.45 | 24.51
2026-05-18 | 28.04 | 28.03 | 27.72 | 28.09 | 23.63
2026-05-19 | 26.14 | 25.42 | 27.31 | 27.14 | 24.98
2026-05-20 | 22.85 | 22.94 | 24.03 | 23.81 | 22.17
2026-05-21 | 23.55 | 22.14 | 22.55 | 23.02 | 22.9
2026-05-22 | 25.35 | 23.85 | 24.55 | 23.92 | 23.83
2026-05-23 | 23.66 | 23.76 | 23.2 | 23.31 | 24.66
2026-05-24 | 24.88 | 25.5 | 24.59 | 24.78 | 26.27
2026-05-25 | 25.57 | 25.47 | 24.46 | 24.91 | 24.14
2026-05-26 | 25.52 | 25.37 | 24.15 | 24.7 | 20.62
2026-05-27 | 23.61 | 23.9 | 23.83 | 23.98 | 23.09
2026-05-28 | 26.07 | 25.93 | 25.51 | 26 | 24.79
2026-05-29 | 26.87 | 27.64 | 26 | 26.16 | 25.82
2026-05-30 | 27.48 | 26.96 | 26.84 | 27.43 | 23.9
2026-05-31 | 27.55 | 28.84 | 26.97 | 27.8 | 26.91
2026-06-01 | 28.73 | 29.46 | 27.87 | 28.56 | 27.81
2026-06-02 | 27.54 | 28.82 | 28.17 | 28.11 | 28
2026-06-03 | 25.56 | 26.54 | 26.46 | 26.29 | 24.11
2026-06-04 | 26.13 | 27.31 | 26.5 | 26.68 | 24.25
2026-06-05 | 26.06 | 25.76 | 24.95 | 25.46 | 23.2
2026-06-06 | 27.07 | 26.41 | 27.49 | 27.54 | 26.02
2026-06-07 | 26.76 | 26.97 | 27.18 | 27.02 | 28.36
2026-06-08 | 27.61 | 28.07 | 27.99 | 28.07 | 30.49
2026-06-09 | 28.19 | 27.5 | 28.5 | 28.57 | 31.09
2026-06-10 | 28.69 | 28.6 | 28.8 | 29.29 | 31.45
2026-06-11 | 29.23 | 29.5 | 29.43 | 30.07 | 31.42
2026-06-12 | 29.21 | 29.3 | 29.23 | 30.3 | 28.84
2026-06-13 | 28.99 | 28.06 | 28.87 | 29.84 | 29.23
2026-06-14 | 28.6 | 26.58 | 28.16 | 29.21 | 27.23
2026-06-15 | 26.46 | 25.65 | 25.85 | 26.28 | 24.58
2026-06-16 | 27.04 | 27.26 | 26.8 | 27.07 | 28.66
2026-06-17 | 27.25 | 28.77 | 28.08 | 27.97 | 30.84
2026-06-18 | 29.31 | 29.8 | 30.2 | 29.96 | 29.64
2026-06-19 | 28.66 | 26.58 | 27.67 | 28.46 | 28.96
2026-06-20 | 27.59 | 28.04 | 26.63 | 28.32 | 30.1
2026-06-21 | 27.93 | 28.53 | 28.06 | 28.93 | 30.87
2026-06-22 | 28.96 | 29.76 | 28.97 | 30.17 | 31.14
2026-06-23 | 28.74 | 28.99 | 28.66 | 30.04 | 33.17
2026-06-24 | 28.08 | 29.48 | 28.22 | 29.75 | 33.02
2026-06-25 | 27.32 | 29.14 | 28 | 28.69 | 32.23
2026-06-26 | 28.8 | 30.33 | 28.79 | 30.03 | 31.57
2026-06-27 | 29.27 | 31.15 | 28.94 | 30.51 | 30.87
2026-06-28 | 29.82 | 31.21 | 29.25 | 30.79 | 30.77
2026-06-29 | 29.54 | 31.55 | 29.16 | 31.03 | 30.02
2026-06-30 | 29.22 | 30.56 | 29 | 30.51 | 29.58
2026-07-01 | 29.34 | 30.75 | 29.03 | 30.66 | 28.87
2026-07-02 | 29.15 | 30.93 | 29.42 | 30.74 | 30.08
2026-07-03 | 29.66 | 31.14 | 29.63 | 31.07 | 31.3
2026-07-04 | 30.05 | 32.6 | 29.96 | 31.5 | 32.76
2026-07-05 | 30.17 | 31.89 | 29.61 | 31.68 | 31.26
2026-07-06 | 29.74 | 32.53 | 28.92 | 31.76 | 29.34
2026-07-07 | 29.36 | 32.6 | 28.66 | 31.81 | 30.38
2026-07-08 | 28.97 | 33.46 | 29.66 | 31.8 | 30.45
2026-07-09 | 29.1 | 33.79 | 29.37 | 31.75 | 31.14
2026-07-10 | 28.36 | 32.83 | 29.25 | 29.86 | 32.18
2026-07-11 | 28.48 | 32.34 | 27.91 | 28.89 | 31.25
2026-07-12 | 29.37 | 31.27 | 28.83 | 30.11 | 29.96
2026-07-13 | 27.83 | 27.38 | 27.76 | 30.1 | 28.6
2026-07-14 | 25.54 | 28.59 | 26.12 | 26.45 | 28.22
2026-07-15 | 25.99 | 27.69 | 24.9 | 24.61 | 28.67
2026-07-16 | 26.95 | 27.82 | 25.86 | 25.57 | 28.24
2026-07-17 | 28.59 | 28.98 | 27.21 | 27.6 | 27.54
2026-07-18 | 28.41 | 29.47 | 27.99 | 28.32 | 26.71
2026-07-19 | 28.68 | 31.11 | 27.38 | 28.7 | 26.89
2026-07-20 | 28.7 | 31.75 | 28.26 | 29.48 | 27.14
2026-07-21 | 29.64 | 33.58 | 29.43 | 30.54 | 27.08
2026-07-22 | 31.87 | 35.35 | 31.6 | 33.12 | 30.33
2026-07-23 | 29.58 | 32.01 | 30.85 | 31.74 | 31.62
2026-07-24 | 29.28 | 32.17 | 28.85 | 30.63 | 32.86
2026-07-25 | 29.27 | 33.22 | 29.07 | 30.05 | 32.16
2026-07-26 | 29.65 | 33.11 | 29.29 | 30.42 | 32.89
2026-07-27 | 29.64 | 33.2 | 29.65 | 30.7 | 35.1
2026-07-28 | 29.81 | 33.62 | 29.78 | 30.83 | 33.81
2026-07-29 | 30.36 | 33.55 | 30.33 | 31.41 | 32.82
2026-07-30 | 30.7 | 34.24 | 30.84 | 32.01 | 33.41
2026-07-31 | 30.2 | 35.06 | 30.27 | 31.22 | 34.18
2026-08-01 | 30.41 | 32.84 | 30.31 | 28.6 | 30.99
2026-08-02 | 30.85 | 31.06 | 30.77 | 30.85 | 29.44
2026-08-03 | 30.95 | 32.1 | 30.68 | 31.76 | 30.61
2026-08-04 | 30.84 | 33.02 | 30.58 | 32.24 | 31.47
2026-08-05 | 30.95 | 33.79 | 30.23 | 32.26 | 31.42
2026-08-06 | 30.55 | 33.63 | 30.78 | 32.24 | 32.03
2026-08-07 | 30.4 | 33.9 | 30.44 | 32.35 | 31.12
2026-08-08 | 29.29 | 33.69 | 29.99 | 31.79 | 29.96
2026-08-09 | 29.22 | 33.26 | 30.1 | 31.28 | 29.76
2026-08-10 | 28.4 | 33.23 | 29.67 | 31.04 | 30.25
2026-08-11 | 29.29 | 33.01 | 30.63 | 31.46 | 31.02
2026-08-12 | 30.28 | 33.75 | 31.17 | 32.34 | 28.04
2026-08-13 | 30.47 | 34.1 | 30.55 | 31.91 | 28.25
2026-08-14 | 30.11 | 33.55 | 29.58 | 31.23 | 28.34
2026-08-15 | 30.7 | 33.98 | 30.44 | 32.03 | 29.65
2026-08-16 | 30.19 | 34 | 30.84 | 31.71 | 28.95
2026-08-17 | 30.11 | 34.78 | 31.22 | 32.49 | 27.84
2026-08-18 | 30.89 | 35.57 | 31.43 | 32.65 | 28.94
2026-08-19 | 31.1 | 35 | 31.85 | 32.71 | 30.39
2026-08-20 | 30.45 | 35.12 | 32.4 | 33.05 | 31.01
2026-08-21 | 31.17 | 35.38 | 32.61 | 33.37 | 31.06
2026-08-22 | 31.21 | 36.09 | 32.58 | 33.62 | 30.93
2026-08-23 | 31.33 | 36.78 | 33.01 | 34.4 | 30.52
2026-08-24 | 31.16 | 36.55 | 32.04 | 33.44 | 31.35
2026-08-25 | 31.41 | 34.64 | 31.9 | 32.82 | 32.17
2026-08-26 | 32.14 | 34.24 | 32.52 | 33.46 | 31.28
2026-08-27 | 31.33 | 33.6 | 33.47 | 33.77 | 29.8
2026-08-28 | 30.84 | 33.72 | 31.03 | 31.04 | 29.91
2026-08-29 | 30.63 | 33.82 | 30.36 | 30.24 | 30.59
2026-08-30 | 30.38 | 33.62 | 30.59 | 30.72 | 30.74
2026-08-31 | 30.43 | 33.75 | 30.91 | 31.14 | 30.94
2026-09-01 | 28.66 | 32.88 | 31.02 | 31.1 | 28.75
2026-09-02 | 28.78 | 31.88 | 31.5 | 31.21 | 29.73
2026-09-03 | 29.26 | 29.92 | 31.12 | 30.39 | 29.1
2026-09-04 | 29.22 | 30.45 | 29.56 | 28.59 | 27.05
2026-09-05 | 28.81 | 31.61 | 29.41 | 29.87 | 28.54
2026-09-06 | 28.79 | 31.89 | 30.04 | 29.45 | 29.55
2026-09-07 | 29.57 | 32.73 | 30.63 | 30.05 | 29.49
2026-09-08 | 29.53 | 32.89 | 30.84 | 30.57 | 30.16
2026-09-09 | 28.89 | 31.97 | 29.96 | 29.76 | 29.38
2026-09-10 | 28.41 | 31.57 | 29.59 | 29.1 | 28.29
2026-09-11 | 28.85 | 31.33 | 30.03 | 29.86 | 29.24
2026-09-12 | 29.79 | 31.71 | 29.21 | 30.02 | 29.5
2026-09-13 | 29.48 | 32.09 | 29.84 | 30.13 | 29.52
2026-09-14 | 29.37 | 32.16 | 29.76 | 30.19 | 28.06
2026-09-15 | 29.4 | 32.4 | 29.99 | 30.52 | 27.27
2026-09-16 | 29.48 | 32.17 | 29.94 | 29.86 | 26.78
2026-09-17 | 28.17 | 32.13 | 29.49 | 29.97 | 27.25
2026-09-18 | 28.14 | 31.48 | 28.39 | 29.58 | 27.22
2026-09-19 | 28.29 | 30.66 | 28.42 | 29.35 | 26.75
2026-09-20 | 29.17 | 30.67 | 28.68 | 29.81 | 26.66
2026-09-21 | 29.32 | 30.19 | 28.99 | 29.91 | 27.47
2026-09-22 | 29.3 | 29.87 | 28.86 | 29.75 | 24.41
2026-09-23 | 29.32 | 30.58 | 28.44 | 29.58 | 19.35
2026-09-24 | 29 | 29.71 | 28.51 | 29.03 | 22.01
2026-09-25 | 26.88 | 27.64 | 28.92 | 28.69 | 23.24
2026-09-26 | 26.65 | 28.1 | 28.55 | 27.04 | 24.9
2026-09-27 | 28.46 | 29.11 | 29.28 | 28.45 | 26.3
2026-09-28 | 28.4 | 28.91 | 29.06 | 28.83 | 22.81
2026-09-29 | 27.81 | 29.39 | 29.17 | 27.99 | 22.02
2026-09-30 | 28.9 | 28.01 | 28.1 | 28.24 | 19.21
2026-10-01 | 28.7 | 25.06 | 26.61 | 26.94 | 19.82
2026-10-02 | 27.82 | 24.5 | 24.71 | 24.28 | 18.07